## Disclaimer
DISCLAIMER, AUTHORISATION AND ACKNOWLEDGEMENT
The Green Star rating system (‘Green Star Rating System’) and the Green Star Rating Tools (‘Rating Tools’) have been developed by the New Zealand Green Building Council (‘NZGBC’). The Rating Tools are intended for use by project teams, contractors and other interested parties to validate sustainability initiatives of the design and construction phases of eligible projects.
The Green Star Rating System and the Rating Tools have been developed with the assistance and participation of representatives from many organisations. The Rating Tools may be subject to further development in the future. The views and opinions expressed in the Submission Guidelines have been determined by the NZGBC.
The NZGBC authorises you to view and use this Submission Guidelines for your individual use only. In exchange for this authorisation, you agree that the NZGBC retains all copyright and other proprietary rights contained in, and in relation to, the Submission Guidelines and agree not to sell, modify, or use for another purpose the Submission Guidelines or to reproduce, display or distribute the Submission Guidelines in any way for any public or commercial purpose, including display on a website or in a networked environment.
Unauthorised use of the Submission Guidelines will violate copyright, and other laws, and is prohibited. All text, graphics, layout and other elements of content contained in the Submission Guidelines is owned by the NZGBC and are protected by copyright, trade mark and other laws.
To the maximum extent permitted by law, the NZGBC does not accept responsibility, including without limitation for negligence, for any inaccuracy within the Submission Guidelines and makes no warranty, expressed or implied, including the warranties of merchantability and fitness for a particular purpose, nor assumes any legal liability or responsibility to you or any third parties for the accuracy, completeness, or use of, or reliance on, any information contained in the Submission Guidelines or for any injuries, losses or damages (including, without limitation, equitable relief and economic loss) arising out of such use or reliance. The Submission Guidelines is no substitute for professional advice. You should seek your own professional and other appropriate, advice on the matters addressed by it.
As a condition of use of the Submission Guidelines, you covenant not to sue, and agree to release the NZGBC, its officers, agents, employees, contractors (including any Certified Assessor, any member of the Technical Working Group and any Independent Chair) and its members from and against any and all claims, demands and causes of action for any injury, loss, destruction or damage (including, without limitation, equitable relief and economic loss) that you may now or hereafter have a right to assert against such parties as a result of your use of, or reliance on, the Submission Guidelines.
The application of the Submission Guidelines to all Eligible Projects is encouraged to assess and improve their environmental attributes.
The NZGBC offers a formal certification process whereby persons may apply for a particular design or project to be assessed for compliance with the criteria specified in the Submission Guidelines upon payment of the relevant fee and execution of the required documentation by the applicant.
For NZGBC non-member organisations: This soft-copy gives your organisation license to use the Submission Guidelines by up to 5 users. Organisations that require a license for more than 5 users should contact the NZGBC.
All rights reserved.
NZv1.0
Potable water Calculator

## Change Log
Change Log
| Calculator Release | Summary of Changes
Green Star - Design & As Built NZv1.0 | Release 1 - 11/04/2019 | Fire system test water removed from Australian version. N/A in New Zealand.
SUMMARY OF CHANGES - INTERNAL USE ONLY
Release Number | Date | Author | Reviewer | Approver | Sheet | Range | New Value | Old Value | Comments
GS-D&AB v1.2 Release 1 | 2017-03-20 | MA | KD | NS | Potable Water Calculator | E559 | To =IF(OR(E558<=MIN($C$566:$C$578),E558>=MAX($C$566:$C$578)), NA(),FORECAST(E558,OFFSET($E$566:$E$578,MATCH(E558,$C$566:$C$578)-1,0,2),OFFSET($C$566:$C$578,MATCH(E558,$C$566:$C$578)-1,0,2))) | From =IF(E557<0,0,VLOOKUP(E557,C565:E575,3,TRUE)) | Project team submitted a request regarding interpolation about results instead of doing v lookup. The GBCA send this to Peer Review with the Author of the calculator and they agreed with the chnages. GBCA to implement in both interiors and D&AB in v1.2
GS-D&AB v1.2 Release 1 | 2017-05-23 | MA | SN |  | Potable Water Calculator | GZ1659: HC2023 | Rain =SUM(AE1659,AT1659,BL1659,BZ1659,CN1659,DB1659,DP1659,ED1659,ER1659,FF1659,FT1659,GH1659,GV1659) Grey =SUM(AC1659,AR1659,BJ1659,BX1659,CL1659,CZ1659,DN1659,EB1659, EP1659,FD1659,FR1659,GF1659,GT1659) Black =SUM(AD1659,AS1659,BK1659,BY1659,CM1659,DA1659,DO1659,EC1659, EQ1659,FE1659,FS1659,GG1659,GU1659) Offsite =SUM(AF1659,AU1659,BM1659,CA1659,CO1659,DC1659,DQ1659,EE1659,ES1659,FG1659,FU1659,GI1659,GW1659) | Rain =SUM(AE1659,AT1659,BL1659,BZ1659,CN1659,DB1659,DP1659,ED1659,FF1659,FT1659,GH1659,GV1659) Grey =SUM(AC1659,AR1659,BJ1659,BX1659,CL1659,CZ1659,DN1659,EB1659,FD1659,FR1659,GF1659,GT1659) Black =SUM(AD1659,AS1659,BK1659,BY1659,CM1659,DA1659,DO1659,EC1659,FE1659,FS1659,GG1659,GU1659) Offsite =SUM(AF1659,AU1659,BM1659,CA1659,CO1659,DC1659,DQ1659,EE1659,ES1659,FG1659,FU1659,GI1659,GW1659) | Added Washdown usage for Rain, Grey , black and offsite reclaimed water for each day of the year in the final totals summation.
GS-D&AB v1.2 Release 1 | 2017-06-13 | MA | SN |  | Potable Water Calculator | X921:1284 | IF($H$33="Yes",HLOOKUP(MONTH(M921),$T$262:$AE$264,3)*0.001,0) | IF($H$33="Yes",HLOOKUP(MONTH(M921),$T$262:$AD$264,3)*0.001,0) | we (Richard Stokes & Arup) noted a bug in the Green Star Potable Water calculator in the irrigation and washdown sections. I think the calculator was showing a significantly reduced the potable water shown in December and doubled counted irrigation in the washdown. Please see notes below recommending fixes to specific cells: • In the ‘Absolute water uses – proposed’ table, the landscape irrigation column formula is incorrect: X921:1284. The formula includes a lookup for the month, and the range for the lookup doesn’t include December, i.e. AD should be replaced with AE in the formula below. The mistake means that the values for December in X1255:1284 are incorrect. =IF($H$33="Yes",HLOOKUP(MONTH(M921),$T$262:$AD$264,3)*0.001,0) AGREE AND IMPLEMENTED • Under ‘9. Summary of Water Demand’, the washdown value for the Standard Practice Building is incorrect – it includes the landscape irrigation values. It gets this value from cell W915, which takes the sum of this column and the one next to it, i.e. =SUM(W550:X914) ALREADY UPDATED
GS-D&AB v1.2 Release 1 | 2017-06-13 | MA | SN |  | Potable Water Calculator | W915 | =sum(W550:W914) | =sum(W550:X914) | Washdown calculation was previously including the consumption of Landscape Irrigation.
Potable Water Calculator

## Potable Water Calculator
| Potable Water, Performance Pathway (18A) | [10 empty] | x | x | x | x | x | x | x | x | x | x | x | x | x | x | x | x | x | x | x |  | x | x | x | x | x | x | x
[6 empty] | Weighted Points Achieved |  | Incomplete |  |  |  | REFERENCE DATA
| Links to - Building and climate data: |  | Building input, areas and operation | 10-year rainfall data | [7 empty] | Reference Table 1: Constants used in multiple calculations | [43 empty] | INSTRUCTIONS ON HOW TO ENTER PROFILES
| Links to - Water demand: |  | Fittings | Whitegoods | Heat Rejection | Washdown | Landscape Irrigation
|  |  | Swimming pools |  | Process Cooling | [9 empty] | Wks per year | 52.1429 |  |  | Completion check | [36 empty] | 1) Add a name for the profile (this will appear in the drop down box under 'Occupancy Profiles'
| Links to - Reclaimed water supply: |  | Reclaimed water use | Rainwater collection | Greywater collection | Blackwater collection | Stormwater and off-site reclaimed water supply |  |  |  |  | Specific Heat Capacity of Water (kJ/(kg.K)) @ 20 deg C | 4.18 | [5 empty] | Complete | [36 empty] | 2) Add a description. This is for your own reference but also to help the Assessors keep track of what has been entered and why.
| Links to - Results: |  | Checklist | Demand summary | Results for Performance Pathway (18A) only | Results for Domestic hot water | Results for Sewerage |  |  |  |  | Density of water (kg/l) | 0.997 | [5 empty] | Incomplete | [36 empty] | 3) Enter the percentage of design occupancy that is typically present on a typical peak and off-peak day.
For details on what information is required and how this information is used to calculate the reduction in potable water consumption against the Standard Practice Benchmark, please refer to the Green Star - Potable Water Calculator Guide, available from the NZGBC website.
| Instructions: |  | Enter information into light blue cells
0. GENERAL
BUILDING OCCUPANCY, AREAS AND OPERATION
|  | Space type description | Area (m²) | Peak days of operation (remaining days assumed off-peak) | Occupancy profile | Maximum design occupancy used in water use calculations (m²/person) (Enter manually OR use default) |  | Percentage of building users who occupy the space continually for periods greater than one hour. | [32 empty] | STANDARD OCCUPANCY PROFILES BASED ON PROFILES GIVEN IN SPECIFICATION J of THE NCC 2013 | [14 empty] | USER ENTERED OCCUPANCY PROFILES
[6 empty] | Proposed Building design occupancy (m2/person) | Default design occupancy (Not applicable for residential areas)
|  |  |  | Please Select | Please Select |  | Please select | [33 empty] | NCC Table 2b (Class 5, Class 8 or Class 9a) |  | NCC Table 2c (Class 6 shop or shopping centre) |  | NCC Table 2d (Class 6 restaurant or cafe) |  | NCC Table 2f (Class 9b theatre or cinema) |  | NCC Table 2a (Class 3 or class 9c aged care) |  | NCC Table 2e (Class 9a ward) |  | Class 1, 2 or 3 residential |  |  |  |  | Enter name in this row (appears in 'Occupany profile' dropdown box) | <User entered occupancy profile 2> |  | <User entered occupancy profile 2> |  | <User entered occupancy profile 3> |  | <User entered occupancy profile 4> |  | <User entered occupancy profile 5> |  | <User entered occupancy profile 6> |  | <User entered occupancy profile 7> |  | <User entered occupancy profile 8>
|  |  |  | Please Select | Please Select |  | Please select | [32 empty] | Further description: | Class 5 building, Class 8 laboratory or Class 9a clinic, Day surgery or procedure unit. | [16 empty] | Enter description here for reference | <Description> |  | <Description> |  | <Description> |  | <Description> |  | <Description> |  | <Description> |  | <Description> |  | <Description>
|  |  |  | Please Select | Please Select |  | Please select | [32 empty] | Time period (local standard time) | Peak | Off-peak | Peak | Off-peak | Peak | Off-peak | Peak | Off-peak | Peak | Off-peak | Peak | Off-peak | Peak | Off-peak |  |  |  | Time period (local standard time) | Peak | Off-peak | Peak | Off-peak | Peak | Off-peak | Peak | Off-peak | Peak | Off-peak | Peak | Off-peak | Peak | Off-peak | Peak | Off-peak
|  |  |  | Please Select | Please Select |  | Please select | [32 empty] | 12:00am to 1:00am | 0% | 0% | 0% | 0% | 0% | 0% | 0% | 0% | 85% | 85% | 85% | 85% | 0% | 0% |  |  |  | 12:00am to 1:00am
|  |  |  | Please Select | Please Select |  | Please select | [32 empty] | 1:00am to 2:00am | 0% | 0% | 0% | 0% | 0% | 0% | 0% | 0% | 85% | 85% | 85% | 85% | 0% | 0% |  |  |  | 1:00am to 2:00am
|  |  |  | Please Select | Please Select |  | Please select | [32 empty] | 2:00am to 3:00am | 0% | 0% | 0% | 0% | 0% | 0% | 0% | 0% | 85% | 85% | 85% | 85% | 0% | 0% |  |  |  | 2:00am to 3:00am
|  |  |  | Please Select | Please Select |  | Please select | [32 empty] | 3:00am to 4:00am | 0% | 0% | 0% | 0% | 0% | 0% | 0% | 0% | 85% | 85% | 85% | 85% | 0% | 0% |  |  |  | 3:00am to 4:00am
|  |  |  | Please Select | Please Select |  | Please select | [32 empty] | 4:00am to 5:00am | 0% | 0% | 0% | 0% | 0% | 0% | 0% | 0% | 85% | 85% | 85% | 85% | 0% | 0% |  |  |  | 4:00am to 5:00am
|  |  |  | Please Select | Please Select |  | Please select | [32 empty] | 5:00am to 6:00am | 0% | 0% | 0% | 0% | 0% | 0% | 0% | 0% | 85% | 85% | 85% | 85% | 0% | 0% |  |  |  | 5:00am to 6:00am
|  |  |  | Please Select | Please Select |  | Please select | [32 empty] | 6:00am to 7:00am | 0% | 0% | 0% | 0% | 5% | 0% | 0% | 0% | 85% | 85% | 85% | 85% | 0% | 0% |  |  |  | 6:00am to 7:00am
|  | Non occupied areas |  | n/a | n/a | 0 | [33 empty] | 7:00am to 8:00am | 15% | 0% | 10% | 0% | 5% | 0% | 0% | 0% | 85% | 80% | 85% | 85% | 85% | 0% |  |  |  | 7:00am to 8:00am
|  | TOTAL AREA | 0 | [36 empty] | 8:00am to 9:00am | 60% | 0% | 20% | 0% | 5% | 0% | 20% | 0% | 50% | 10% | 85% | 85% | 50% | 0% |  |  |  | 8:00am to 9:00am
[40 empty] | 9:00am to 10:00am | 100% | 0% | 20% | 0% | 5% | 0% | 80% | 0% | 20% | 10% | 85% | 85% | 20% | 10% |  |  |  | 9:00am to 10:00am
| BUILDING CHECKLIST |  | Please provide responses to the following questions. Detailed inputs will be requested further on in the calculator. | [36 empty] | 10:00am to 11:00am | 100% | 0% | 15% | 0% | 20% | 0% | 80% | 0% | 20% | 10% | 85% | 85% | 20% | 10% |  |  |  | 10:00am to 11:00am
|  | WATER USES - ALL QUESTIONS MUST BE ANSWERED | [37 empty] | 11:00am to 12:00pm | 100% | 0% | 25% | 0% | 50% | 0% | 80% | 0% | 20% | 10% | 85% | 85% | 20% | 10% |  |  |  | 11:00am to 12:00pm
|  | 1. Sanitation |  |  |  | 5. Landscape Irrigation | [5 empty] | REFERENCE DATA |  |  | Design occupancies from Table D1.13 of the BCA | [5 empty] | Design occupancies from Table D1.13 of the BCA |  |  |  | Usage rates of toilets, urinals and taps | [14 empty] | 12:00pm to 1:00pm | 100% | 0% | 25% | 0% | 80% | 0% | 20% | 20% | 20% | 10% | 85% | 85% | 20% | 10% |  |  |  | 12:00pm to 1:00pm
|  | Are fixtures and fittings provided for building occupant sanitation? | Please Select |  |  | Are there any landscaped areas within the project? | Please Select |  |  |  |  | Dropdown options for Days of Operation |  |  | Schedule | Equivalent number of hours occupied at full occupancy (sum of occupancy %s) |  | Maximum percentage of design occupancy present in typical day |  |  | Space type |  | Maximum design occupancy (m²/person) |  |  | Uses/person/day (for 9.5 hour office) | Uses per person per hour | Duration per use (mins) (used where the WELS rating is based on L/min) | [11 empty] | 1:00pm to 2:00pm | 100% | 0% | 15% | 0% | 70% | 0% | 80% | 80% | 20% | 10% | 85% | 85% | 20% | 10% |  |  |  | 1:00pm to 2:00pm
|  | Does the project provide for sports activities? | Please Select |  |  | Are any irrigation systems included in the project? | Please Select |  |  |  |  | Please Select |  |  |  | PEAK | OFF-PEAK | PEAK | OFF-PEAK |  | Please select |  | 0 | [16 empty] | 2:00pm to 3:00pm | 100% | 0% | 15% | 0% | 40% | 0% | 80% | 80% | 20% | 10% | 85% | 85% | 20% | 10% |  |  |  | 2:00pm to 3:00pm
|  | Have showers been installed for post/pre activity use? | Please Select | [8 empty] | 1 day a week |  |  | Please Select | [5 empty] | Retail / Showroom (5m2/person) |  | 5 |  | Toilet - no Urinals | 2.3 | 0.24211 | [12 empty] | 3:00pm to 4:00pm | 100% | 0% | 15% | 0% | 20% | 0% | 80% | 80% | 30% | 10% | 85% | 85% | 30% | 10% |  |  |  | 3:00pm to 4:00pm
[6 empty] | 6. Swimming Pools | [5 empty] | 2 days a week |  |  | Class 1, 2 or 3 residential | 6.65 | 4.75 | 85% | 85% |  | Office (10m2/person) |  | 10 |  | Toilet - with Urinals | 1.3 | 0.13684 | [12 empty] | 4:00pm to 5:00pm | 100% | 0% | 15% | 0% | 25% | 0% | 80% | 80% | 50% | 50% | 85% | 85% | 50% | 50% |  |  |  | 4:00pm to 5:00pm
|  | 2. White Goods |  |  |  | Are there any swimming pools within the project? | Please Select |  |  |  |  | 3 days a week |  |  | NCC Table 2a (Class 3 or class 9c aged care) | 14.3 | 13.3 | 85% | 85% |  | Art gallery, exhibition area, museum (4m2) |  | 4 |  | Urinal | 1 | 0.10526 | [12 empty] | 5:00pm to 6:00pm | 50% | 0% | 5% | 0% | 50% | 0% | 20% | 20% | 50% | 50% | 85% | 85% | 50% | 50% |  |  |  | 5:00pm to 6:00pm
|  | Does the project include any dishwashers or washing machines? | Please Select | [8 empty] | 4 days a week |  |  | NCC Table 2b (Class 5, Class 8 or Class 9a) | 9.5 | 0 | 100% | 0% |  | To be selected |  | 20 |  | Indoor taps | 2.5 | 0.26316 | 0.15 | [11 empty] | 6:00pm to 7:00pm | 15% | 0% | 5% | 0% | 80% | 0% | 20% | 20% | 50% | 70% | 85% | 85% | 50% | 70% |  |  |  | 6:00pm to 7:00pm
[6 empty] | 7. Fire Protection System | [5 empty] | 5 days a week |  |  | NCC Table 2c (Class 6 shop or shopping centre) | 1.85 | 0 | 25% | 0% |  | To be selected |  | 30 | [16 empty] | 7:00pm to 8:00pm | 5% | 0% | 0% | 0% | 80% | 0% | 80% | 80% | 70% | 70% | 85% | 85% | 70% | 70% |  |  |  | 7:00pm to 8:00pm
|  | 3. Heat Rejection |  |  |  | Criteria N/A in New Zealand | No |  |  |  |  | 6 days a week |  |  | NCC Table 2d (Class 6 restaurant or cafe) | 7.2 | 0 | 80% | 0% |  | To be selected |  | 31 |  | Number of times an automatic urinal will flush in one day (Assumes every 30 mins for 24 hours a day) |  |  | 48 | [11 empty] | 8:00pm to 9:00pm | 5% | 0% | 0% | 0% | 80% | 0% | 80% | 80% | 80% | 80% | 85% | 85% | 80% | 80% |  |  |  | 8:00pm to 9:00pm
|  | Does the project utilise water based heat rejection (building cooling)? | No | [8 empty] | 7 days a week |  |  | NCC Table 2e (Class 9a ward) | 20.4 | 20.4 | 85% | 85% |  | To be selected |  | 32 | [16 empty] | 9:00pm to 10:00pm | 0% | 0% | 0% | 0% | 50% | 0% | 80% | 80% | 80% | 85% | 85% | 85% | 80% | 85% |  |  |  | 9:00pm to 10:00pm
|  | Does the project have cooling towers? | No |  |  | 8. Process Cooling | [8 empty] | NCC Table 2f (Class 9b theatre or cinema) | 9.7 | 7.1 | 80% | 80% |  | To be selected |  | 33 | [16 empty] | 10:00pm to 11:00pm | 0% | 0% | 0% | 0% | 35% | 0% | 80% | 80% | 85% | 85% | 85% | 85% | 0% | 0% |  |  |  | 10:00pm to 11:00pm
|  | Does the project contain any other water cooled systems that are not conventional cooling towers? | Yes |  |  | Does the project include any water based process cooling? | Yes | [7 empty] | <User entered occupancy profile 2> | 0 | 0 | 0% | 0% |  | To be selected |  | 34 |  | Usage rates of showers | [14 empty] | 11:00pm to 12:00am | 0% | 0% | 0% | 0% | 20% | 0% | 10% | 10% | 85% | 85% | 85% | 85% | 0% | 0% |  |  |  | 11:00pm to 12:00am
[15 empty] | <User entered occupancy profile 2> | 0 | 0 | 0% | 0% |  | To be selected |  | 34 |  |  | % of occupants that shower - reference | % of occupants that shower - proposed | Duration per use (mins) | [11 empty] | Hours per day at peak occupancy | 9.5 | 0 | 1.85 | 0 | 7.2 | 0 | 9.7 | 7.1 | 14.3 | 13.3 | 20.4 | 20.4 | 6.65 | 4.75 |  |  |  | Hours per day at peak occupancy | 0 | 0 | 0 | 0 | 0 | 0 | 0 | 0 | 0 | 0 | 0 | 0 | 0 | 0 | 0 | 0
[6 empty] | WATER REUSE - ALL QUESTIONS MUST BE ANSWERED | [8 empty] | <User entered occupancy profile 4> | 0 | 0 | 0% | 0% | [5 empty] | Showers by cyclists | 100% | 100% | 5
|  | 4. Wash Down |  |  |  | 9. Water Reclamation | [5 empty] | Showers by cyclists and gym users |  |  | <User entered occupancy profile 4> | 0 | 0 | 0% | 0% | [5 empty] | Shower usage - Sports | 100% |  | 5 | [11 empty] | Maximum occupancy during the day | 100% | 0% | 25% | 0% | 80% | 0% | 80% | 80% | 85% | 85% | 85% | 85% | 85% | 85% |  |  |  | Maximum occupancy during the day | 0% | 0% | 0% | 0% | 0% | 0% | 0% | 0% | 0% | 0% | 0% | 0% | 0% | 0% | 0% | 0%
|  | Does the project include wash down areas? | Please Select |  |  | Does any water collection, reclamation and/or reuse occur on the project site? | Please Select |  |  |  |  | No showers installed | 0% |  | <User entered occupancy profile 5> | 0 | 0 | 0% | 0%
[6 empty] | Does the project include rainwater capture and reuse systems? | Please Select |  |  |  |  | No significant cycling or gym facilities | 5% |  | <User entered occupancy profile 6> | 0 | 0 | 0% | 0%
[6 empty] | Does the project include greywater capture, treatment and reuse systems? | Please Select |  |  |  |  | Tra-3: 1 credit achieved (or gym provided) | 10% |  | <User entered occupancy profile 7> | 0 | 0 | 0% | 0%
[6 empty] | Does the project include blackwater capture, treatment and reuse systems? | Please Select |  |  |  |  | Tra-3: 2 credits achieved | 15% |  | <User entered occupancy profile 8> | 0 | 0 | 0% | 0%
[6 empty] | Does the project include other stormwater reuse or an off-site supply of non-potable water? | Please Select |  | 0
| 1. SANITATION FIXTURE EFFICENCY | [10 empty] | 1. Calculation of water demand from fittings
| WATER DEMAND FROM FIXTURES AND FITTINGS: |  |  | (Annual water demand from fixtures and fittings is calculated using assumed usage rates based on the space types and occupancies entered above. Please see pages 10-13 of the Green Star - Potable Water Calculator Guide for further details.) | [8 empty] | Maximum design occupancy (m²/person) | No. People in space (if occupied at maximum design occupancy) | Days of Operation per week | Equivalent hours at max occupancy (hours per day) |  | Maximum percentage of design occupancy present in typical day |  | Person hours/YEAR for toilets, urinals and tap calcs. | occupants present each day x no.work days per year (for work-place shower calcs.) | Sportspeople present each day x number of days per year open | Uses/YEAR
[16 empty] | PEAK | OFF-PEAK | PEAK | OFF-PEAK |  |  |  | Toilet - No Urinals | Toilet - with Urinals | Urinals | Urinals on Auto Flush | Indoor Taps | Work place showering - reference | Work place showering - proposed | Sports showering
|  |  | Water efficiency (Enter manually OR nominate WELS Star Rating) |  | Resulting water efficiency used in calculator (l/min, except for toilets, L/flush) | Percentage of each type | Proposed Building water demand (kL/year) | Standard Practice Building water demand (kL/year) |  |  |  | 0 | 0 | 0 | 0 | 0 | 0 | 0% | 0% | 0 | 0 | 0 | 0 | 0 | 0 |  | 0 | 0 | 0 | 0
|  |  | Manual entry from manufacturer's data sheet (l/min, or L/flush for toilets) | WELS Star Rating selection | [7 empty] | 0 | 0 | 0 | 0 | 0 | 0 | 0% | 0% | 0 | 0 |  | 0 | 0 | 0 |  | 0 | 0 | 0
|  | Toilets | [9 empty] | 0 | 0 | 0 | 0 | 0 | 0 | 0% | 0% | 0 | 0 |  | 0 | 0 | 0 |  | 0 | 0 | 0
|  | <enter description> |  | Select star rating | [7 empty] | 0 | 0 | 0 | 0 | 0 | 0 | 0% | 0% | 0 | 0 |  | 0 | 0 | 0 |  | 0 | 0 | 0
|  | <enter description> |  | Select star rating | [7 empty] | 0 | 0 | 0 | 0 | 0 | 0 | 0% | 0% | 0 | 0 |  | 0 | 0 | 0 |  | 0 | 0 | 0
|  | <enter description> |  | Select star rating | [7 empty] | 0 | 0 | 0 | 0 | 0 | 0 | 0% | 0% | 0 | 0 |  | 0 | 0 | 0 |  | 0 | 0 | 0
|  | <enter description> |  | Select star rating |  |  |  |  | (The Standard Practice Benchmark is based on 3 StarWELS rated toilets) |  |  | 0 | 0 | 0 | 0 | 0 | 0 | 0% | 0% | 0 | 0 |  | 0 | 0 | 0 |  | 0 | 0 | 0
[5 empty] | Total | 0% | 0 | 0 |  |  |  | 0 | 0 | 0 | 0 | 0 | 0 | 0% | 0% | 0 | 0 |  | 0 | 0 | 0 |  | 0 | 0 | 0
[6 empty] | Please ensure the total equals 100% | [5 empty] | 0 | 0 | 0 | 0 | 0 | 0 | 0% | 0% | 0 | 0 |  | 0 | 0 | 0 |  | 0 | 0 | 0
|  |  | Are urinals installed? | No | Would urinals normally be installed in the building type? | No | (Note: if "No" is selected, the project team should provide justification within the short report as to why the standard practice building does not have urinals.) |  |  |  |  | 0 | 0 | 0 | 0 | 0 | 0 | 0% | 0% | 0 | 0 |  | 0 | 0 | 0 |  | 0 | 0 | 0
|  | Urinals | [9 empty] | Non occupied areas | 0 | [8 empty] | Total Usage per year | 0 | 0 | 0 | 0 | 0 | 0 | 0 | 0
|  | <enter description here> |  | Select star rating | [18 empty] | Water consumption/year (kL/year) | [7 empty] | TOTAL (kL/year)
|  | <enter description here> |  | Select star rating | [17 empty] | Proposed Building | 0 | 0 | 0 | 0 | 0 |  | 0 | 0 | 0
|  | <enter description here> |  | Select star rating | [17 empty] | Standard Practice Building | 0 | 0 | 0 | 0 | 0 | 0 |  | 0 | 0
|  | <enter description here> |  | Select star rating
|  | Urinals on auto timer | Enter average L/flush
Enter number of urinals on autotimer
|  |  | Percentage of total number of Urinals | [5 empty] | (The Standard Practice Benchmark is based on 3 Star WELS rated urinals) |  |  | REFERENCE DATA
[5 empty] | Total | 0% | 0 | 0 |  |  |  | Standard Practice Water Efficiency of fixtures and fittings |  | Water efficiency (L/use for toilets & urinals and L/min for taps & showers) |  |  |  |  | DHW requirements - for Ene-Con and Ene-1
Please ensure the total equals 100%
|  | Indoor taps | [9 empty] | Fixture/Fitting | Stand. Practice WELS rating | Standard Practice Building | Proposed Building |  | washing machines | Dishwashers | ANNUAL water usage (kL/year) from Taps and Showers | % of water used from taps and showers that is assumed to be HOT. | ANNUAL DHW usage (kL/year) from Taps and Showers
|  | <enter description> |  | Select star rating | [11 empty] | Proposed | 0 | 0 | 0 | 50% | 0
|  | <enter description> |  | Select star rating | [7 empty] | Toilets | 3 Star | 4 | 0 | Standard practice | 0 | 0 | 0 | 50% | 0
|  | <enter description> |  | Select star rating | [7 empty] | Urinals | 3 Star | 2 | 0
|  | <enter description> |  | Select star rating |  |  |  |  | (The Standard Practice Benchmark is based on 4 Star WELS rated taps) |  |  | Urinals on Autoflush | / | / | 0
[5 empty] | Total | 0% | 0 | 0 |  |  |  | Indoor Taps | 4 Star | 7.5 | 0
[6 empty] | Please ensure the total equals 100% | [5 empty] | Showers - Cyclist | 3 Star | 9 | 0
|  |  | Shower demand by occupants (reference) |  | 100% |  | For residential buildings Enter 100% for both "reference" and "current" shower demand For other building Types Use the reference and proposed building bicycle accommodation percentage from the Sustainable Transport Calculator, or percentages determined under 17.B.4 'Active Transport Facilities' criterion to determine the number of building occupants that are likely to shower each day. |  |  |  |  | Showers - Sports | 3 Star | 9 | 0
|  | Showers - Occupants | Shower demand by occupants (current) |  | 100%
|  | <enter description> |  | Select star rating | [7 empty] | Water efficiency thresholds for WELS rated toilets, taps and shower. From AS/NZS 6400:2005
|  | <enter description> |  | Select star rating | [7 empty] | Fixture/Fitting | WELS Ratings
|  | <enter description> |  | Select star rating | [7 empty] | Select star rating | 0 Star | 1 Star | 2 Star | 3 Star | 4 Star | 5 Star | 6 Star | Waterless
|  | <enter description> |  | Select star rating |  |  |  |  | (The Standard Practice Benchmark is based on 3 Star WELS rated showers) |  |  | Toilets (L/use) | n/a | 5.5 | 4.5 | 4 | 3.5 | 3 | 2.5
[5 empty] | Total | 0% | 0 | 0 |  |  |  | Urinals (L/use) | 2.5 | 2.5 | 2.5 | 2 | 1.5 | 1 | 1 | 0
[6 empty] | Please ensure the total equals 100% | [5 empty] | Indoor Taps (L/min) | 18 | 16 | 12 | 9 | 7.5 | 6 | 4.5
|  |  | Indicate the number of people expected to participate in sporting activities each day. (Use an average based on weekly figures if required) |  | 0 | Indicate the number of days/year that the sports facilities are in use | 0 |  |  |  |  | Showers (L/min) | 16 | 16 | 12 | 9 | 9 | 9 | 9
Showers - Sports facilities
|  | <enter description> |  | Select star rating
|  | <enter description> |  | Select star rating
|  | <enter description> |  | Select star rating
|  | <enter description> |  | Select star rating |  |  |  |  | (The Standard Practice Benchmark is based on 3 Star WELS rated showers)
[5 empty] | Total | 0% | 0 | 0
Please ensure the total equals 100%
RESULTS: WATER DEMAND FROM FITTINGS
|  |  | Proposed Building water demand (kL/year) | Standard Practice Building water demand (kL/year)
|  | Toilets | 0 | 0
|  | Urinals | 0 | 0
|  | Indoor taps | 0 | 0
|  | Showers - Occupants | 0 | 0
|  | Showers - Sports facilities | 0 | 0
|  | TOTAL | 0 | 0
| 2. WHITE GOODS | [10 empty] | 2. Calculation of whitegoods consumption
Water Demand from Washing Machines
[12 empty] | Select star rating | 2 Star | 2.5 Star | 3 Star | 3.5 Star | 4 Star | 4.5 Star | 5 Star | 5.5 Star | 6 Star
|  | The project team is to provide documentary evidence in accordance with the water calculator guide and technical manual to substantiate the number of cycles per year. Otherwise, leave blank and a default value will be applied. | [9 empty] | Washing machine (L/kg) | 21 | 17.5699 | 14.7 | 12.2989 | 10.29 | 8.6092 | 7.203 | 6.0265 | 5.0421
[12 empty] | Select star rating | 1 Star | 1.5 Star | 2 Star | 2.5 Star | 3 Star | 3.5 Star | 4 Star | 4.5 Star | 5 Star | 5.5 Star | 6 Star
|  |  | Water efficiency (Enter manually OR nominate WELS Star Rating) |  | Machine capacity (kg) | Resulting water efficiency used in calculator (L/kg) | Number of each type | Number of cycles per year (leave blank if unknown) | Proportion of water per cycle that is sourced from DHW (%) | Proposed Building water demand (kL/year) | Standard Practice Building water demand (kL/year) | Dishwashers (stars) | 1 | 1.5 | 2 | 2.5 | 3 | 3.5 | 4 | 4.5 | 5 | 5.5 | 6
|  |  | Manual entry from manufacturer's data sheet (L/kg) | WELS Star Rating selection
Clothes washing machines
|  | <enter description> |  | Select star rating | [5 empty] | 0 | 0
|  | <enter description> |  | Select star rating | [5 empty] | 0 | 0
|  | <enter description> |  | Select star rating | [5 empty] | 0 | 0
|  | <enter description> |  | Select star rating | [5 empty] | 0 | 0 | WASHING MACHINES | [11 empty] | WASHING MACHINES
|  | <enter description> |  | Select star rating | [5 empty] | 0 | 0 | Standard practice rating | Standard practice for washing machines is based on the minimum star rating allowed by AS 6400:2005 | [10 empty] | Standard practice rating | No minim,um practice for dishwashers. Lowest WELS rating permissble is 1 star
|  | <enter description> |  | Select star rating | [5 empty] | 0 | 0
|  | <enter description> |  | Select star rating | [5 empty] | 0 | 0
|  | <enter description> |  | Select star rating | [5 empty] | 0 | 0
|  | <enter description> |  | Select star rating | [5 empty] | 0 | 0
|  | <enter description> |  | Select star rating | [5 empty] | 0 | 0
[6 empty] | Total | 0 |  |  | 0 | 0
Water Demand from Dishwashers
|  |  | Water efficiency (Enter manually OR nominate WELS Star Rating) |  | Machine capacity (number of place settings) | Resulting water efficiency used in calculator (L/cycle) | Number of each type | Number of cycles per year (leave blank if unknown) | Proportion of water per cycle that is sourced from DHW (%) | Proposed Building water demand (kL/year) | Standard Practice Building water demand (kL/year)
|  |  | Manual entry from manufacturer's data sheet (L/cycle) | WELS Star Rating selection
Dishwashers
|  | <enter description> |  | Select star rating | [5 empty] | 0 | 0
|  | <enter description> |  | Select star rating | [5 empty] | 0 | 0
|  | <enter description> |  | Select star rating | [5 empty] | 0 | 0
|  | <enter description> |  | Select star rating | [5 empty] | 0 | 0
|  | <enter description> |  | Select star rating | [5 empty] | 0 | 0
|  | <enter description> |  | Select star rating | [5 empty] | 0 | 0
|  | <enter description> |  | Select star rating | [5 empty] | 0 | 0
|  | <enter description> |  | Select star rating | [5 empty] | 0 | 0
|  | <enter description> |  | Select star rating | [5 empty] | 0 | 0
|  | <enter description> |  | Select star rating | [5 empty] | 0 | 0
[6 empty] | Total | 0 |  |  | 0 | 0
| 3. HEAT REJECTION | [10 empty] | 3. Calculation of water demand for heat rejection
| This section requires outputs from the energy simulation undertaken for Conditional Requirement and Greenhouse Gas Emissions (Credit 15). | [10 empty] | REFERENCE DATA
|  | GENERAL INFORMATION | [9 empty] | Message to appear | [8 empty] | Standard Practice HVAC System Types (Table 6 from Appendix B of the GHG Emissions Calculator Guide)
|  | Site elevation (m above sea level) |  |  |  | Standard Practice Building HVAC system | [6 empty] | Yes |  |  | No |  |  |  |  | Building Type | System type |  | Note | Reference
|  | Maximum combined cooling tower air flow (L/s) |  |  |  | Select one of the following building types: |  |  | #N/A |  |  | Does the building have cooling towers? | Enter the total monthly cooling load (in kWh) for all zones in the project conditioned with systems that use cooling towers below. Cooling load from zones which are naturally ventilated or conditioned by air-cooled systems should not be included in this figure. |  |  | Please enter the average air temperture, relative humidity and heat rejection laod for the standard practice building. |  |  |  |  | Please select |  |  |  | 0
|  | Peak building cooling load (kW) |  |  |  | Standard Practice HVAC system type assumed for Energy and Water Category | [5 empty] | Does the building contain any other water cooled systems that are not conventional cooling towers? | Enter the total monthly water consumption in kL. |  |  | Please proceed to following section. |  |  |  |  | Non-residential and < 2,300m2 | System type 1: Package/Split DX reverse cycle (heat pump) systems |  | The Standard Practice Building is assumed to install no water cooled systems. No further information is required for the Standard Practice Building. | 1
[6 empty] | Maximum combined cooling tower air flow (L/s) | [14 empty] | Non-residential > 2,300m2 and less than 1,000 kWr total cooling capacity | System type 2: Air cooled chillers |  | The Standard Practice Building is assumed to install no water cooled systems. No further information is required for the Standard Practice Building. | 2
[6 empty] | Peak building cooling load (kW) | [14 empty] | Non-residential and more than 1,000 kWr total cooling capacity | System type 3: Water cooled chillers |  | Enter the total monthly cooling load (in kWh) for all zones conditioned by the Standard Practice HVAC system below. | 3
| Water Demand from Cooling Towers |  |  | THE PROJECT TEAM HAS INDICATED THAT THERE ARE NO WATER BASED HEAT REJECTION SYSTEMS INCLUDED IN THE PROJECT, PLEASE COMPLETE THE STANDARD PRACTICE BUILDING COOLING LOAD.
[7 empty] | #N/A | [6 empty] | Proposed Building | [5 empty] | Standard Practice Building |  |  |  |  | METHODOLOGY
[14 empty] | Evaporation (kL) | Drift (kL) | Bleed (kL) | TOTAL kL/month |  |  | Evaporation (kL) | Drift (kL) | Bleed (kL) | TOTAL kL/month |  | Total make-up water = Evaporation (L)+ Drift (L) + Bleed (L)
|  | Please enter the average air temperture, relative humidity and heat rejection laod for the standard practice building. | [9 empty] | January | 1 | 0 | 0 | 0 | 0 | 31 |  | 0 | 0 | 0 | 0 |  | Where
[12 empty] | February | 2 | 0 | 0 | 0 | 0 | 28 |  | 0 | 0 | 0 | 0 |  | Evaporation = derived from diference in moisture content of entering and leaving cooling tower air conditions and the mass flow rate of air into the tower. Refer Thermodynamics: an engineering approach, Cengel and Boles 6th ed for more information.
|  | Data required for calculation of EVAPORATION: | [9 empty] | March | 3 | 0 | 0 | 0 | 0 | 31 |  | 0 | 0 | 0 | 0
|  | Inputs | Proposed Building monthly cooling load (kWh/month) | Average dry bulb temperature (°C) | Average relative humidity (%) | Standard Practice Building monthly cooling load (kWh/month) | [5 empty] | April | 4 | 0 | 0 | 0 | 0 | 30 |  | 0 | 0 | 0 | 0 |  | Drift = Drift Coefficient x Total Condenser Water Flow for month (L) Where Total Condenser Water Flow for month (L) = (Total cooling load (kWh)+Total Compressor heat (kWh)) x 3600 (s/hour)) / (Specific Heat of Water (4.18 kJ/(kg.K) x Condenser Water Δt)
|  | January | [9 empty] | May | 5 | 0 | 0 | 0 | 0 | 31 |  | 0 | 0 | 0 | 0
|  | February | [9 empty] | June | 6 | 0 | 0 | 0 | 0 | 30 |  | 0 | 0 | 0 | 0
|  | March | [9 empty] | July | 7 | 0 | 0 | 0 | 0 | 31 |  | 0 | 0 | 0 | 0 |  | Bleed = (Evaporated quantity/(Cycles of concentration - 1) ~~~Derived from AIRAH best practice guidelines and http://www.conservationmechsys.com/ worked examples~~~
|  | April | [9 empty] | August | 8 | 0 | 0 | 0 | 0 | 31 |  | 0 | 0 | 0 | 0
|  | May | [9 empty] | September | 9 | 0 | 0 | 0 | 0 | 30 |  | 0 | 0 | 0 | 0
|  | June | [9 empty] | October | 10 | 0 | 0 | 0 | 0 | 31 |  | 0 | 0 | 0 | 0
|  | July | [9 empty] | November | 11 | 0 | 0 | 0 | 0 | 30 |  | 0 | 0 | 0 | 0
|  | August | [9 empty] | December | 12 | 0 | 0 | 0 | 0 | 31 |  | 0 | 0 | 0 | 0
|  | September | [9 empty] | TOTAL (L/year) |  | 0 | 0 | 0 | 0 |  |  | 0 | 0 | 0 | 0
October
November
December
Visit the Bureau of Meteorology's website to obtain average dry bulb and relative humidity data relevant to your site:
http://www.bom.gov.au/climate/data/index.shtml?bookmark=200
Data required for calculation of DRIFT:
|  |  | Proposed Building | Standard Practice Building
|  | Condenser Water Δt (°C) |  | 5.5 | (as per the requirements of the Greenhouse Gas Emissions Calculator Guide)
|  | Drift coefficient (%) |  | 2e-05 | (as required in AS3666.1 clause 4.4) | [6 empty] | REFERENCE DATA
[12 empty] | Standard Practice Building Heat Rejection Characteristics | [6 empty] | Molar mass of water vapour |  | 18.02 | kg/kmol
|  | Data required for calculation of BLEED: | [9 empty] | Parameter | Value |  | Further comments |  |  |  | Molar mass of dry air |  | 28.97 | kg/kmol
|  |  | Proposed building | Standard Practice Building | [7 empty] | Monthly cooling load | As per Standard Practice Benchmark building in Greenhouse Gas Calculator | [5 empty] | Ambient pressure |  | 101.325 | kPa
|  | Cycles of concentration |  | 6 | Standard practice cycles of concentration | [6 empty] | Total Compressor heat | [6 empty] | Ideal gas constant for air |  | 0.287 | kJ/kg.K
[12 empty] | Condenser Water Δt | 5.5 |  | °C (as per the requirements in the GHG guide)
[12 empty] | Drift coefficient (%) | 0.002% |  | as required in AS3666.1 clause 4.4
[12 empty] | TDS in make-up water | Mains water is used as make-up water; TDS ppm same as entered for location
[12 empty] | TDS set point in system | 500 |  | ppm (based on standard practice)
[12 empty] | EVAPORATION CALCULATION | [17 empty] | H | H | temp | temp
|  | Proposed Building |  |  |  | Standard Practice Building | [5 empty] | Proposed design | [17 empty] | 9.473 | 11.203 | 0 | 1
|  | Evaporation (kL) | Drift (kL) | Bleed (kL) | TOTAL kL/month | Evaporation (kL) | Drift (kL) | Bleed (kL) | TOTAL kL/month |  |  |  | Days/month | Temp, db | RH % | Psat [Pa] | Pw [Pa] | w [kg/kg] | h (kJ/kg) | Specific volume (m3/kg) | Volume air entering (L/s) | Mass of air entering tower | Average heat rejection (kJ/s) | Leaving air enthalpy, kJ/kg dry air | T leaving | Pw [Pa] | Moisture content of leaving air, kg H2O/kg dry air | water rejected L/s | Evaporation/ month (kL) | 11.203 | 12.982 | 1 | 2
| January |  |  |  | 0 | 0 | 0 | 0 | 0 |  |  | January | 31 | 0 | 0 | 611.21 | 0 | 0 | 0 | 0.77369 | #DIV/0! | #DIV/0! | 0 |  | #N/A | #N/A | #N/A | #DIV/0! | 0 | 12.982 | 14.811 | 2 | 3
| February |  |  |  | 0 | 0 | 0 | 0 | 0 |  |  | February | 28 | 0 | 0 | 611.21 | 0 | 0 | 0 | 0.77369 | #DIV/0! | #DIV/0! | 0 |  | #N/A | #N/A | #N/A | #DIV/0! | 0 | 14.811 | 16.696 | 3 | 4
| March |  |  |  | 0 | 0 | 0 | 0 | 0 |  |  | March | 31 | 0 | 0 | 611.21 | 0 | 0 | 0 | 0.77369 | #DIV/0! | #DIV/0! | 0 |  | #N/A | #N/A | #N/A | #DIV/0! | 0 | 16.696 | 18.639 | 4 | 5
| April |  |  |  | 0 | 0 | 0 | 0 | 0 |  |  | April | 30 | 0 | 0 | 611.21 | 0 | 0 | 0 | 0.77369 | #DIV/0! | #DIV/0! | 0 |  | #N/A | #N/A | #N/A | #DIV/0! | 0 | 18.639 | 20.644 | 5 | 6
| May |  |  |  | 0 | 0 | 0 | 0 | 0 |  |  | May | 31 | 0 | 0 | 611.21 | 0 | 0 | 0 | 0.77369 | #DIV/0! | #DIV/0! | 0 |  | #N/A | #N/A | #N/A | #DIV/0! | 0 | 20.644 | 22.713 | 6 | 7
| June |  |  |  | 0 | 0 | 0 | 0 | 0 |  |  | June | 30 | 0 | 0 | 611.21 | 0 | 0 | 0 | 0.77369 | #DIV/0! | #DIV/0! | 0 |  | #N/A | #N/A | #N/A | #DIV/0! | 0 | 22.713 | 24.852 | 7 | 8
| July |  |  |  | 0 | 0 | 0 | 0 | 0 |  |  | July | 31 | 0 | 0 | 611.21 | 0 | 0 | 0 | 0.77369 | #DIV/0! | #DIV/0! | 0 |  | #N/A | #N/A | #N/A | #DIV/0! | 0 | 24.852 | 27.064 | 8 | 9
| August |  |  |  | 0 | 0 | 0 | 0 | 0 |  |  | August | 31 | 0 | 0 | 611.21 | 0 | 0 | 0 | 0.77369 | #DIV/0! | #DIV/0! | 0 |  | #N/A | #N/A | #N/A | #DIV/0! | 0 | 27.064 | 29.352 | 9 | 10
| September |  |  |  | 0 | 0 | 0 | 0 | 0 |  |  | September | 30 | 0 | 0 | 611.21 | 0 | 0 | 0 | 0.77369 | #DIV/0! | #DIV/0! | 0 |  | #N/A | #N/A | #N/A | #DIV/0! | 0 | 29.352 | 31.724 | 10 | 11
| October |  |  |  | 0 | 0 | 0 | 0 | 0 |  |  | October | 31 | 0 | 0 | 611.21 | 0 | 0 | 0 | 0.77369 | #DIV/0! | #DIV/0! | 0 |  | #N/A | #N/A | #N/A | #DIV/0! | 0 | 31.724 | 34.179 | 11 | 12
| November |  |  |  | 0 | 0 | 0 | 0 | 0 |  |  | November | 30 | 0 | 0 | 611.21 | 0 | 0 | 0 | 0.77369 | #DIV/0! | #DIV/0! | 0 |  | #N/A | #N/A | #N/A | #DIV/0! | 0 | 34.179 | 36.726 | 12 | 13
| December |  |  |  | 0 | 0 | 0 | 0 | 0 |  |  | December | 31 | 0 | 0 | 611.21 | 0 | 0 | 0 | 0.77369 | #DIV/0! | #DIV/0! | 0 |  | #N/A | #N/A | #N/A | #DIV/0! | 0 | 36.726 | 39.37 | 13 | 14
| TOTAL (kL/year) | 0 | 0 | 0 | 0 | 0 | 0 | 0 | 0 |  |  | Standard practice | [17 empty] | 39.37 | 42.113 | 14 | 15
[13 empty] | Days/month | Temp, db | RH % | Psat [Pa] | Pw [Pa] | w [kg/kg] | h (kJ/kg) | Specific volume (m3/kg) | Volume air entering (L/s) | Mass of air entering tower | Average heat rejection (kJ/s) | Leaving air enthalpy, kJ/kg dry air | T leaving |  | Moisture content of leaving air, kg H2O/kg dry air | water rejected L/s | Evaporation/ month (kL) | 42.113 | 44.963 | 15 | 16
| Water demand from heat rejection systems that are not conventional cooling towers | [10 empty] | January | 31 | 0 | 0 | 611.21 | 0 | 0 | 0 | 0.77369 | #DIV/0! | #DIV/0! | 0 |  | #N/A | #N/A | #N/A | #DIV/0! | 0 | 44.963 | 47.926 | 16 | 17
|  | Enter the total monthly water consumption in kL. | [9 empty] | February | 28 | 0 | 0 | 611.21 | 0 | 0 | 0 | 0.77369 | #DIV/0! | #DIV/0! | 0 |  | #N/A | #N/A | #N/A | #DIV/0! | 0 | 47.926 | 51.008 | 17 | 18
|  |  | Water demand per month (kL/month) | [8 empty] | March | 31 | 0 | 0 | 611.21 | 0 | 0 | 0 | 0.77369 | #DIV/0! | #DIV/0! | 0 |  | #N/A | #N/A | #N/A | #DIV/0! | 0 | 51.008 | 54.216 | 18 | 19
1 | 31 | January | [9 empty] | April | 30 | 0 | 0 | 611.21 | 0 | 0 | 0 | 0.77369 | #DIV/0! | #DIV/0! | 0 |  | #N/A | #N/A | #N/A | #DIV/0! | 0 | 54.216 | 57.555 | 19 | 20
2 | 28 | February | [9 empty] | May | 31 | 0 | 0 | 611.21 | 0 | 0 | 0 | 0.77369 | #DIV/0! | #DIV/0! | 0 |  | #N/A | #N/A | #N/A | #DIV/0! | 0 | 57.555 | 61.035 | 20 | 21
3 | 31 | March | [9 empty] | June | 30 | 0 | 0 | 611.21 | 0 | 0 | 0 | 0.77369 | #DIV/0! | #DIV/0! | 0 |  | #N/A | #N/A | #N/A | #DIV/0! | 0 | 61.035 | 64.66 | 21 | 22
| 30 | April | [9 empty] | July | 31 | 0 | 0 | 611.21 | 0 | 0 | 0 | 0.77369 | #DIV/0! | #DIV/0! | 0 |  | #N/A | #N/A | #N/A | #DIV/0! | 0 | 64.66 | 68.44 | 22 | 23
4 | 31 | May | [9 empty] | August | 31 | 0 | 0 | 611.21 | 0 | 0 | 0 | 0.77369 | #DIV/0! | #DIV/0! | 0 |  | #N/A | #N/A | #N/A | #DIV/0! | 0 | 68.44 | 72.385 | 23 | 24
5 | 30 | June | [9 empty] | September | 30 | 0 | 0 | 611.21 | 0 | 0 | 0 | 0.77369 | #DIV/0! | #DIV/0! | 0 |  | #N/A | #N/A | #N/A | #DIV/0! | 0 | 72.385 | 76.5 | 24 | 25
6 | 31 | July | [9 empty] | October | 31 | 0 | 0 | 611.21 | 0 | 0 | 0 | 0.77369 | #DIV/0! | #DIV/0! | 0 |  | #N/A | #N/A | #N/A | #DIV/0! | 0 | 76.5 | 80.798 | 25 | 26
| 31 | August | [9 empty] | November | 30 | 0 | 0 | 611.21 | 0 | 0 | 0 | 0.77369 | #DIV/0! | #DIV/0! | 0 |  | #N/A | #N/A | #N/A | #DIV/0! | 0 | 80.798 | 85.285 | 26 | 27
7 | 30 | September | [9 empty] | December | 31 | 0 | 0 | 611.21 | 0 | 0 | 0 | 0.77369 | #DIV/0! | #DIV/0! | 0 |  | #N/A | #N/A | #N/A | #DIV/0! | 0 | 85.285 | 89.976 | 27 | 28
8 | 31 | October | [27 empty] | 89.976 | 94.878 | 28 | 29
9 | 30 | November | [27 empty] | 94.878 | 100.006 | 29 | 30
| 31 | December | [27 empty] | 100.006 | 105.369 | 30 | 31
|  | Total make up water (kL/year) | 0 | [26 empty] | 105.369 | 110.979 | 31 | 32
[30 empty] | 110.979 | 116.857 | 32 | 33
|  | RESULTS: WATER DEMAND FROM HEAT REJECTION | [27 empty] | 116.857 | 123.011 | 33 | 34
[30 empty] | 123.011 | 129.455 | 34 | 35
|  | Total water demand from heat rejection by month | [27 empty] | 129.455 | 136.209 | 35 | 36
|  |  | TOTAL water demand per month (kL/month) | [26 empty] | 136.209 | 143.29 | 36 | 37
|  |  | Proposed Building | Standard Practice Building | [25 empty] | 143.29 | 150.713 | 37 | 38
|  | January | 0 | 0 | [25 empty] | 150.713 | 158.504 | 38 | 39
|  | February | 0 | 0 | [25 empty] | 158.504 | 166.683 | 39 | 40
|  | March | 0 | 0 | [25 empty] | 166.683 | 175.265 | 40 | 41
|  | April | 0 | 0 | [25 empty] | 175.265 | 184.275 | 41 | 42
|  | May | 0 | 0 | [25 empty] | 184.275 | 193.749 | 42 | 43
|  | June | 0 | 0 | [25 empty] | 193.749 | 203.699 | 43 | 44
|  | July | 0 | 0 | [25 empty] | 203.699 | 214.164 | 44 | 45
|  | August | 0 | 0 | [25 empty] | 214.164 | 225.179 | 45 | 46
|  | September | 0 | 0 | [25 empty] | 225.179 | 236.759 | 46 | 47
|  | October | 0 | 0 | [25 empty] | 236.759 | 248.955 | 47 | 48
|  | November | 0 | 0 | [25 empty] | 248.955 | 261.803 | 48 | 49
|  | December | 0 | 0 | [25 empty] | 261.803 | 275.345 | 49 | 50
|  | Total make up water (kL/year) | 0 | 0 | [25 empty] | 275.345 | 289.624 | 50 | 51
| 4. WASHDOWN | [10 empty] | 5. Calculation of water demand for landscape irrigation | [6 empty] | REFERENCE DATA |  |  |  |  | Water application efficiency - irrigation methods |  |  |  | Rainfall water application efficiency
[12 empty] | How to increase the number of zones for a project: 1) Highlight the final zone's row in the 'Data for each landscaped zone' section (by clicking on the number of the row on the left hand side of the screen); 2) Right click on the highlighted row and select "Insert". Do this as many times as you need to create the number of extra rows you want; 3) Copy the formulas down into the new rows. You can do this by firstly highlighting the cells, from column C to AE, in the row just above all the new rows you have created, and secondly dragging down using the dark black cross that appears on the bottom right corner of the selected cells over all the new rows you have created (but no further!)). 4) Do EXACTLY the same thing in the results section (highlight the ENTIRE last row of data (NOT THE RESULTS LINE, THE ONE BEFORE THAT), insert however many rows you want, highlight the cells in the previous row (from column C to AE) and pull down/copy into the new rows. |  |  | METHODOLOGY Irrigation Requirement = Net water demand /application efficiency Where: Net water demand (mm) = plant demand - available rainfall and where: Plant demand (L) = Area (m2) x (highest crop coefficient x density factor) x mean monthly evapotranspiration (mm) x micro climate factor and Available rainfall (L) = Area (m2) x monthly rainfall (mm) x rainfall availability (60% x percetange not undercover) |  |  |  | Standard Practice Landscape irrigation properties |  |  |  |  | Please select |  | 0% |  |  | Ave. Efficiency
|  | Washdown | Hose Flowrate (L/min) |  | Number of Hoses |  | Average daily use (minutes) | Proposed daily consumption (kL) | Standard practice daily consumption (kL) | [9 empty] | Input Parameter |  | Value |  |  | Sprinklers - Day (65%) |  | 65% |  | Rainfall | 60%
|  | <enter description> | [5 empty] | 0 | 0 | [9 empty] | Area of the zone |  | Same as the proposed design |  |  | Sprinklers - Night (75%) |  | 75%
|  | <enter description> | [5 empty] | 0 | 0 | [9 empty] | Application Efficiency |  | Sprinklers - Night (75%) | 75% |  | Sprays - Day (65%) |  | 65% |  | Density factor (applied to crop coefficient)
|  | <enter description> | [5 empty] | 0 | 0 | [9 empty] | Average Crop factor |  | 0.6 |  |  | Sprays - Night (70%) |  | 70% |  | Please select | 0
|  | <enter description> | [5 empty] | 0 | 0 | [9 empty] | Density |  | Normal | 1 |  | Microsprays - Day (60%) |  | 60% |  | Sparse | 0.8
|  | <enter description> | [5 empty] | 0 | 0 | [9 empty] | Effective rainfall |  | Same as the proposed design |  |  | Microsprays - Night (65%) |  | 65% |  | Normal | 1
|  | <enter description> | [5 empty] | 0 | 0 | [9 empty] | Microclimate factor |  | Normal (1.0) | #N/A |  | Drip - Bare soil (80%) |  | 80% |  | Dense/layered | 1.2
|  | <enter description> | [5 empty] | 0 | 0 | [9 empty] | Monthly evaporation |  | Same as the proposed design |  |  | Drip - Under mulch (85%) |  | 85%
|  | <enter description> | [5 empty] | 0 | 0 | [9 empty] | Monthly Rainfall |  | Same as the proposed design |  |  | Subsurface drip (SDI) (90%) |  | 90% | Notes: 1. Many factors impact on the Application Efficiency of an irrigation method, including uniformity, runoff, wind drift, evaporation. These are average values to reflect differences between various types.
|  | <enter description> | [5 empty] | 0 | 0 | [14 empty] | Hand watering (50%) |  | 50% | 2. Sprays have fixed application of water and generally cover short distances. Sprinklers have rotating streams and cover larger distances.
|  | <enter description> | [5 empty] | 0 | 0
[7 empty] | Total | 0 | 0 | [9 empty] | Evapotranspiration and rainfall data transposed from columns D and E (for easier use in formulas below)
[19 empty] | January | February | March | April | May | June | July | August | September | October | November | December |  | ANNUAL TOTALS
[17 empty] | Evapotranpiration (point potential) (mm) |  | 0 | 0 | 0 | 0 | 0 | 0 | 0 | 0 | 0 | 0 | 0 | 0 |  | 0
| 5. LANDSCAPE IRRIGATION | [15 empty] | Monthly rainfall (mm) |  | 0 | 0 | 0 | 0 | 0 | 0 | 0 | 0 | 0 | 0 | 0 | 0 |  | 0
| (The irrigation requirement for the site is calculated for each month of the year, for each landscaped ‘zone’ in the site (a zone being a landscaped area that has the same soil type, irrigation system and as far as possible, types of plants). Please see pages 17-22 of the Green Star- Calculator Guide for further details.) | [10 empty] | PROPOSED BUILDING DATA | [6 empty] | Evapotranspiration and rainfall data transposed from columns D and E (for easier use in formulas below) January: Montly irrigation requirement for the Proposed Building (L) |  | ANNUAL TOTALS
|  | Climate data | Monthly rainfall (mm) | Monthly evapotranspiration (point potential) (mm) | [14 empty] | 1 | 2 | 3 | 4 | 5 | 6 | 7 | 8 | 9 | 10 | 11 | 12
|  | January | 0 | [8 empty] | Zone name and description | Area of zone | Effective rainfall | Max crop coefficient x density factor | Application efficiency |  |  | January | February | March | April | May | June | July | August | September | October | November | December |  | L/year | kL/year
|  | February | 0 | [8 empty] | 0 | 0 | 60% | 0 | 0% |  | L/day | 0 | 0 | 0 | 0 | 0 | 0 | 0 | 0 | 0 | 0 | 0 | 0
|  | March | 0 | [8 empty] | 0 | 0 | 60% | 0 | 0% |  | Incomplete | 0 | 0 | 0 | 0 | 0 | 0 | 0 | 0 | 0 | 0 | 0 | 0 |  | 0 | 0
|  | April | 0 | [8 empty] | 0 | 0 | 60% | 0 | 0% |  | Incomplete | 0 | 0 | 0 | 0 | 0 | 0 | 0 | 0 | 0 | 0 | 0 | 0 |  | 0 | 0
|  | May | 0 | [8 empty] | 0 | 0 | 60% | 0 | 0% |  | Incomplete | 0 | 0 | 0 | 0 | 0 | 0 | 0 | 0 | 0 | 0 | 0 | 0 |  | 0 | 0
|  | June | 0 | [8 empty] | 0 | 0 | 60% | 0 | 0% |  | Incomplete | 0 | 0 | 0 | 0 | 0 | 0 | 0 | 0 | 0 | 0 | 0 | 0 |  | 0 | 0
|  | July | 0 | [8 empty] | 0 | 0 | 60% | 0 | 0% |  | Incomplete | 0 | 0 | 0 | 0 | 0 | 0 | 0 | 0 | 0 | 0 | 0 | 0 |  | 0 | 0
|  | August | 0 | [8 empty] | 0 | 0 | 60% | 0 | 0% |  | Incomplete | 0 | 0 | 0 | 0 | 0 | 0 | 0 | 0 | 0 | 0 | 0 | 0 |  | 0 | 0
|  | September | 0 | [8 empty] | 0 | 0 | 60% | 0 | 0% |  | Incomplete | 0 | 0 | 0 | 0 | 0 | 0 | 0 | 0 | 0 | 0 | 0 | 0 |  | 0 | 0
|  | October | 0 | [8 empty] | 0 | 0 | 60% | 0 | 0% |  | Incomplete | 0 | 0 | 0 | 0 | 0 | 0 | 0 | 0 | 0 | 0 | 0 | 0 |  | 0 | 0
|  | November | 0 | [8 empty] | 0 | 0 | 60% | 0 | 0% |  | Incomplete | 0 | 0 | 0 | 0 | 0 | 0 | 0 | 0 | 0 | 0 | 0 | 0 |  | 0 | 0
|  | December | 0 | [14 empty] | Incomplete | 0 | 0 | 0 | 0 | 0 | 0 | 0 | 0 | 0 | 0 | 0 | 0 |  | 0 | 0
[18 empty] | L/month | 0 | 0 | 0 | 0 | 0 | 0 | 0 | 0 | 0 | 0 | 0 | 0 |  | 0 | 0
[12 empty] | STANDARD PRACTICE BUILDING DATA | [5 empty] | kL/month | 0 | 0 | 0 | 0 | 0 | 0 | 0 | 0 | 0 | 0 | 0 | 0 |  | 0
|  | Data on each landscaped zone |  |  |  | Irrigation system water application efficiency
|  | Zone name and description | Area of zone (m2) | Percentage of zone undercover (%) | Weighted average crop coefficient in zone | Default water application efficiency for common irrigation systems | User determined application efficiency
[6 empty] | Please select | [12 empty] | Montly irrigation requirement for the Proposed Building (L) 1 January: Monthly irrigation requirement for the Standard Practice Building (L) |  | ANNUAL TOTALS
[6 empty] | Please select | [12 empty] | 1 | 2 | 3 | 4 | 5 | 6 | 7 | 8 | 9 | 10 | 11 | 12
[6 empty] | Please select | [5 empty] | Zone name and description | Area of zone | Effective rainfall | Max crop coefficient | Application effieicy |  | L/day | 0 | 0 | 0 | 0 | 0 | 0 | 0 | 0 | 0 | 0 | 0 | 0
[6 empty] | Please select | [5 empty] | 0 | 0 | 60% | 0.6 | 75% |  |  | January | February | March | April | May | June | July | August | September | October | November | December |  | L/year | kL/year
[6 empty] | Please select | [5 empty] | 0 | 0 | 60% | 0.6 | 75% |  |  | 0 | 0 | 0 | 0 | 0 | 0 | 0 | 0 | 0 | 0 | 0 | 0 |  | 0 | 0
[6 empty] | Please select | [5 empty] | 0 | 0 | 60% | 0.6 | 75% |  |  | 0 | 0 | 0 | 0 | 0 | 0 | 0 | 0 | 0 | 0 | 0 | 0 |  | 0 | 0
[6 empty] | Please select | [5 empty] | 0 | 0 | 60% | 0.6 | 75% |  |  | 0 | 0 | 0 | 0 | 0 | 0 | 0 | 0 | 0 | 0 | 0 | 0 |  | 0 | 0
[6 empty] | Please select | [5 empty] | 0 | 0 | 60% | 0.6 | 75% |  |  | 0 | 0 | 0 | 0 | 0 | 0 | 0 | 0 | 0 | 0 | 0 | 0 |  | 0 | 0
[6 empty] | Please select | [5 empty] | 0 | 0 | 60% | 0.6 | 75% |  |  | 0 | 0 | 0 | 0 | 0 | 0 | 0 | 0 | 0 | 0 | 0 | 0 |  | 0 | 0
[6 empty] | Please select | [5 empty] | 0 | 0 | 60% | 0.6 | 75% |  |  | 0 | 0 | 0 | 0 | 0 | 0 | 0 | 0 | 0 | 0 | 0 | 0 |  | 0 | 0
|  | Standard practice landscape irrigation assumptions: | (Same as Proposed Building) | (Same as Proposed Building) | (0.6) | (75%) | [5 empty] | 0 | 0 | 60% | 0.6 | 75% |  |  | 0 | 0 | 0 | 0 | 0 | 0 | 0 | 0 | 0 | 0 | 0 | 0 |  | 0 | 0
[12 empty] | 0 | 0 | 60% | 0.6 | 75% |  |  | 0 | 0 | 0 | 0 | 0 | 0 | 0 | 0 | 0 | 0 | 0 | 0 |  | 0 | 0
|  | RESULTS: WATER DEMAND FROM IRRIGATION | [9 empty] | 0 | 0 | 60% | 0.6 | 75% |  |  | 0 | 0 | 0 | 0 | 0 | 0 | 0 | 0 | 0 | 0 | 0 | 0 |  | 0 | 0
[19 empty] | 0 | 0 | 0 | 0 | 0 | 0 | 0 | 0 | 0 | 0 | 0 | 0 |  | 0 | 0
|  | Annual irrigation requirement from each zone | [15 empty] | L/month | 0 | 0 | 0 | 0 | 0 | 0 | 0 | 0 | 0 | 0 | 0 | 0 |  | 0 | 0
|  |  | Annual irrigation requirement for each zone (kL/year) |  | Note: The irrigation requirement for a particular zone will only be computed once every field related to that zone has been completed in the table above. | [12 empty] | kL/month | 0 | 0 | 0 | 0 | 0 | 0 | 0 | 0 | 0 | 0 | 0 | 0 |  | 0
|  | Zone name and description | Proposed Building | Standard Practice Building
|  | 0 | 0 | 0
|  | 0 | 0 | 0
|  | 0 | 0 | 0
|  | 0 | 0 | 0
|  | 0 | 0 | 0
|  | 0 | 0 | 0
|  | 0 | 0 | 0
|  | 0 | 0 | 0
|  | 0 | 0 | 0
|  | 0 | 0 | 0
|  | TOTAL for all zones (kL/year) | 0 | 0
Total irrigation requirement for all zones by month
|  |  | Irrigation requirement for all zones per month (kL/month) | [8 empty] | 6. Calculation of swimming pool demand
|  |  | Proposed Building | Standard Practice Building | [7 empty] | REFERENCE DATA | The benchmarks used for the calculation of backwash and splash are based on the ACTPLA requirements for commercial developments |  |  | The ACTPLA requirements mandate a usage profile for outdoor swimming pools of every day in January and every second day in November, December, February and March. Given the climatic variation between locations, assume continuous use every day from 1 November to 31 March regardless of location to provide uniformity in swimming pool assessment.
|  | January | 0 | 0 | [7 empty] | Indoor or outdoor |  | Consumption |  |  |  |  | April: Water to sewer; July: Molar mass of water vapour; September: 18.02; October: kg/kmol | Non-potable water | Non-potable water source
|  | February | 0 | 0 | [7 empty] | Indoor |  | Filter flushing (backwash) |  | 250 | L/flush | Flushing occurs 5 times per year | April: Reference; May: 1250; June: L; July: Molar mass of dry air; September: 28.97; October: kg/kmol | Yes | Rainwater
|  | March | 0 | 0 | [7 empty] | Outdoor | [6 empty] | April: Proposed; May: 0; June: L; July: Ambient pressure; September: 101.325; October: kPa | No | Greywater
|  | April | 0 | 0 | [7 empty] | Pool cover |  | Exhaust air volume |  | 0 | L/year/month | Assume same exhaust air volume | July: Ideal gas constant for air; September: 0.287; October: kJ/kg.K |  | Blackwater
|  | May | 0 | 0 | [7 empty] | Yes |  | Pool hall temperature |  | 0 | deg C | Assume same as design | [13 empty] | Stormwater
|  | June | 0 | 0 | [7 empty] | No |  | Indoor pool water consumption assumes that evaporation is determined by the exhaustion of 100% RH moist air from the pool hall
|  | July | 0 | 0 | [9 empty] | ACTPLA calculations assume that the use of a pool cover eliminates evaporation on days that the pool is not in use.
|  | August | 0 | 0 | [7 empty] | Reference pool calculations |  | Assume that a pool cover is minimum practice to reduce evap losses
|  | September | 0 | 0 | [7 empty] | Days | MONTH | Average Rainfall (mm/month) | Average PAN Evaporation (mm/month) | Evaporation Coefficient | Average Evaporation (mm/month) | Average Irrigation Needs (mm/month) | Average Irrigation Needs (mm/day) |  | Average Filter flush (mm/day) | Total Average water needs for the pool (mm/day) | Total Average water needs for the pool with cover (mm/day) | Temp, db | RH % | Psat [Pa] | Pw [Pa] | w [kg/kg] | Specific volume (m3/kg) | Average air exhaust rate (L/month) | Average air exhaust rate (kg/month) | Average evap losses (L/month | Total Average water needs for the pool (L/day)
|  | October | 0 | 0
|  | November | 0 | 0
|  | December | 0 | 0 | [7 empty] | 31 | January | 0 | 0 | 0.7 | 0 | 0 | 0 |  | #DIV/0! | #DIV/0! | #DIV/0! | 0 | 100 | 611.21 | 611.21 | 0.0037749 | 0.77369 | 0 | 0 | 0 | #DIV/0!
|  | Total make up water (kL/year) | 0 | 0 | [7 empty] | 28 | February | 0 | 0 | 0.7 | 0 | 0 | 0 |  | #DIV/0! | #DIV/0! | #DIV/0! | 0 | 100 | 611.21 | 611.21 | 0.0037749 | 0.77369 | 0 | 0 | 0 | #DIV/0!
[12 empty] | 31 | March | 0 | 0 | 0.7 | 0 | 0 | 0 |  | #DIV/0! | #DIV/0! | #DIV/0! | 0 | 100 | 611.21 | 611.21 | 0.0037749 | 0.77369 | 0 | 0 | 0 | #DIV/0!
| 6. SWIMMING POOLS | [10 empty] | 30 | April | 0 | 0 | 0.7 | 0 | 0 | 0 |  | #DIV/0! | #DIV/0! | #DIV/0! | 0 | 100 | 611.21 | 611.21 | 0.0037749 | 0.77369 | 0 | 0 | 0 | #DIV/0!
[7 empty] | Climate data not required for Indoor Pools |  |  |  |  | 31 | May | 0 | 0 | 0.7 | 0 | 0 | 0 |  | #DIV/0! | #DIV/0! | #DIV/0! | 0 | 100 | 611.21 | 611.21 | 0.0037749 | 0.77369 | 0 | 0 | 0 | #DIV/0!
|  | Is the swimming pool outdoor or indoor |  | Indoor |  |  | "Enter the evapotranspiration and rainfall data below" | Monthly rainfall (mm) | Monthly evapotranspiration (point potential) (mm) |  |  | 30 | June | 0 | 0 | 0.7 | 0 | 0 | 0 |  | #DIV/0! | #DIV/0! | #DIV/0! | 0 | 100 | 611.21 | 611.21 | 0.0037749 | 0.77369 | 0 | 0 | 0 | #DIV/0!
|  | Enter the project height above sea level (m) |  |  |  |  | January |  |  |  |  | 31 | July | 0 | 0 | 0.7 | 0 | 0 | 0 |  | #DIV/0! | #DIV/0! | #DIV/0! | 0 | 100 | 611.21 | 611.21 | 0.0037749 | 0.77369 | 0 | 0 | 0 | #DIV/0!
|  | Is a pool cover provided |  |  |  |  | February |  |  |  |  | 31 | August | 0 | 0 | 0.7 | 0 | 0 | 0 |  | #DIV/0! | #DIV/0! | #DIV/0! | 0 | 100 | 611.21 | 611.21 | 0.0037749 | 0.77369 | 0 | 0 | 0 | #DIV/0!
|  | Enter the volume of the swimming pool (m3) |  |  |  |  | March |  |  |  |  | 30 | September | 0 | 0 | 0.7 | 0 | 0 | 0 |  | #DIV/0! | #DIV/0! | #DIV/0! | 0 | 100 | 611.21 | 611.21 | 0.0037749 | 0.77369 | 0 | 0 | 0 | #DIV/0!
|  | Enter the surface area of the swimming pool (m2) |  |  |  |  | April |  |  |  |  | 31 | October | 0 | 0 | 0.7 | 0 | 0 | 0 |  | #DIV/0! | #DIV/0! | #DIV/0! | 0 | 100 | 611.21 | 611.21 | 0.0037749 | 0.77369 | 0 | 0 | 0 | #DIV/0!
|  | Enter the annual minimum pool hall exhaust air volume based on the requirements of AS1668.2 (m3) |  |  |  |  | May |  |  |  |  | 30 | November | 0 | 0 | 0.7 | 0 | 0 | 0 |  | #DIV/0! | #DIV/0! | #DIV/0! | 0 | 100 | 611.21 | 611.21 | 0.0037749 | 0.77369 | 0 | 0 | 0 | #DIV/0!
|  | Enter the annual proposed design pool hall exhaust air volume (m3) |  |  |  |  | June |  |  |  |  | 31 | December | 0 | 0 | 0.7 | 0 | 0 | 0 |  | #DIV/0! | #DIV/0! | #DIV/0! | 0 | 100 | 611.21 | 611.21 | 0.0037749 | 0.77369 | 0 | 0 | 0 | #DIV/0!
|  | Enter the average pool hall temperature while pool exhaust is operating |  |  |  |  | July |  |  |  |  | Yearly Average |  | 0 | 0 | 0.7 | 0 | 0 | January: 0; March: #DIV/0!; April: #DIV/0!; May: #DIV/0! |  | 0 | #DIV/0!
|  | Enter the water consumption for filter cleaning (backwash) (L) |  |  |  |  | August |  |  |  |  | Sum Yearly |  | 0 | 0 | 8.4 | 0 | 0 | January: 0; March: #DIV/0!; April: #DIV/0!; May: #DIV/0! |  | 0 | #DIV/0!
|  | Enter the number of times/year that filter cleaning will take place |  |  |  |  | September
[7 empty] | October |  |  |  |  | Proposed design pool calculations
[7 empty] | November |  |  |  |  | Days | MONTH | Average Rainfall (mm/month) | Average PAN Evaporation (mm/month) | Evaporation Coefficient | Average Evaporation (mm/month) | Average Irrigation Needs (mm/month) | Average Irrigation Needs (mm/day) | Average Splash (mm/day) | Average Filter flush (mm/day) | Total Average water needs for the pool (mm/day) | Total Average water needs for the pool with cover (mm/day) | Temp, db | RH % | Psat [Pa] | Pw [Pa] | w [kg/kg] | Specific volume (m3/kg) | Average air exhaust rate (L/month) | Average air exhaust rate (kg/month) | Average evap losses (L/month | Total Average water needs for the pool (L/day)
December
|  | Reference swimming pool water consumption (L/day) |  | 0 |  |  | TOTAL | 0 | 0
|  | Proposed swimming pool water consumption (L/day) |  | 0 |  |  | Visit the Bureau of Meteorology's website to obtain rainfall and evapotranspiration data relevant to your site: http://www.bom.gov.au/climate/data/index.shtml |  |  |  |  | 31 | January | 0 | 0 | 0.7 | 0 | 0 | 0 | #DIV/0! | #DIV/0! | #DIV/0! | #DIV/0! | 0 | 100 | 611.21 | 611.21 | 0.0037749 | 0.77369 | 0 | 0 | 0 | #DIV/0!
[12 empty] | 28 | February | 0 | 0 | 0.7 | 0 | 0 | 0 | #DIV/0! | #DIV/0! | #DIV/0! | #DIV/0! | 0 | 100 | 611.21 | 611.21 | 0.0037749 | 0.77369 | 0 | 0 | 0 | #DIV/0!
[12 empty] | 31 | March | 0 | 0 | 0.7 | 0 | 0 | 0 | #DIV/0! | #DIV/0! | #DIV/0! | #DIV/0! | 0 | 100 | 611.21 | 611.21 | 0.0037749 | 0.77369 | 0 | 0 | 0 | #DIV/0!
[12 empty] | 30 | April | 0 | 0 | 0.7 | 0 | 0 | 0 | 0 | #DIV/0! | #DIV/0! | #DIV/0! | 0 | 100 | 611.21 | 611.21 | 0.0037749 | 0.77369 | 0 | 0 | 0 | #DIV/0!
[12 empty] | 31 | May | 0 | 0 | 0.7 | 0 | 0 | 0 | 0 | #DIV/0! | #DIV/0! | #DIV/0! | 0 | 100 | 611.21 | 611.21 | 0.0037749 | 0.77369 | 0 | 0 | 0 | #DIV/0!
[12 empty] | 30 | June | 0 | 0 | 0.7 | 0 | 0 | 0 | 0 | #DIV/0! | #DIV/0! | #DIV/0! | 0 | 100 | 611.21 | 611.21 | 0.0037749 | 0.77369 | 0 | 0 | 0 | #DIV/0!
[12 empty] | 31 | July | 0 | 0 | 0.7 | 0 | 0 | 0 | 0 | #DIV/0! | #DIV/0! | #DIV/0! | 0 | 100 | 611.21 | 611.21 | 0.0037749 | 0.77369 | 0 | 0 | 0 | #DIV/0!
[12 empty] | 31 | August | 0 | 0 | 0.7 | 0 | 0 | 0 | 0 | #DIV/0! | #DIV/0! | #DIV/0! | 0 | 100 | 611.21 | 611.21 | 0.0037749 | 0.77369 | 0 | 0 | 0 | #DIV/0!
[12 empty] | 30 | September | 0 | 0 | 0.7 | 0 | 0 | 0 | 0 | #DIV/0! | #DIV/0! | #DIV/0! | 0 | 100 | 611.21 | 611.21 | 0.0037749 | 0.77369 | 0 | 0 | 0 | #DIV/0!
[12 empty] | 31 | October | 0 | 0 | 0.7 | 0 | 0 | 0 | 0 | #DIV/0! | #DIV/0! | #DIV/0! | 0 | 100 | 611.21 | 611.21 | 0.0037749 | 0.77369 | 0 | 0 | 0 | #DIV/0!
| 7. FIRE PROTECTION SYSTEMS |  |  | THE PROJECT TEAM HAS INDICATED THAT THERE ARE NO FIRE PROTECTION SYSTEMS IN THE PROJECT, PLEASE PROCEED TO THE NEXT SECTION. | [7 empty] | 30 | November | 0 | 0 | 0.7 | 0 | 0 | 0 | #DIV/0! | #DIV/0! | #DIV/0! | #DIV/0! | 0 | 100 | 611.21 | 611.21 | 0.0037749 | 0.77369 | 0 | 0 | 0 | #DIV/0!
[12 empty] | 31 | December | 0 | 0 | 0.7 | 0 | 0 | 0 | #DIV/0! | #DIV/0! | #DIV/0! | #DIV/0! | 0 | 100 | 611.21 | 611.21 | 0.0037749 | 0.77369 | 0 | 0 | 0 | #DIV/0!
|  | Is the building required under part E of the National Construction Code (formerly the Building Code of Australia) to have sprinklers installed as part of its fire protection system? | [9 empty] | Yearly Average |  | 0 | 0 | 0.7 | 0 | 0 | January: 0; February: #DIV/0!; March: #DIV/0!; April: #DIV/0!; May: #DIV/0! |  | 0 | #DIV/0!
|  | Does the building's sprinkler system discharge water during testing? | [9 empty] | Sum Yearly |  | 0 | 0 | 8.4 | 0 | 0 | January: 0; February: #DIV/0!; March: #DIV/0!; April: #DIV/0!; May: #DIV/0! |  | 0 | #DIV/0!
Is greater than 80% of discharged water captured for reuse?
|  | Testing frequency (enter number of tests per year) |  |  | 0
Volume discharged per test (L)
|  | Proportion of water captured per test (%) | [9 empty] | 7. Calculation of fire protection demand
|  | Fire protection system water point achieved |  | N/A | [7 empty] | REFERENCE DATA
Discharge
Yes
No
N/A
| 7. PROCESS COOLING | [10 empty] | Yes
No
|  | Is all water based process cooling provided by closed loop systems? |  | Yes
|  | What percentage of the daily water requirements of open loop process cooling is sourced from non-potable water? |  | 100% | [7 empty] | 8. Calculation of process cooling demand
|  | Process cooling point awarded |  |  | 0 | [6 empty] | REFERENCE DATA
|  | Where process cooling uses non-potable water in an open circuit system, identify the daily quantity of water that is lost through evaporation and discharge to sewer. | [9 empty] | Closed/Open loop
|  | Daily evaporation losses (L) | [9 empty] | Yes
|  | Combined quantity of water that is discharged to sewer (L) | [9 empty] | No
N/A
| 9. RECLAIMED WATER | [10 empty] | Non-potable water source
| Note: All systems entered into this calculator must comply with local EPA requirements. | [10 empty] | Rainwater
| Reclaimed Water Use | [10 empty] | Greywater
|  | How are the water demands from uses assessed in Potable Water credit met? | [9 empty] | Blackwater
|  | Water use (assessed in Potable Water, Credit 18) | Percentage of fittings/systems connected to the following water sources | [5 empty] | Note: Where fittings or systems are supplied with water from more than one source, it is assumed that the they are first supplied with water from any greywater and blackwater systems, followed by rainwater, stormwater and off-site reclaimed water systems. | Note: If there is insufficient rain/grey/black water to service the indicated percentage of each water use, mains water will applied by the calculator to make up the difference. |  | Stormwater
|  |  | Rainwater | Greywater | Blackwater | Stormwater recycling or other off-site reclaimed water | Mains water only (this column must be completed - please enter a figure of between 0% and 100% for each water use)
Toilets
Urinals
Indoor Taps
Showers - occupants
Showers - sports
Laundries
Dishwashers
Heat rejection
Wash down
Landscape irrigation
Fire system water
Swimming pools
Process cooling
Total monthly water demands from water uses not assessed in the Potable Water credit (kL) whose demands are completely or partially met by reclaimed water:
Note: The demand for reclaimed water from water uses assessed under other credits will be met before any water uses assessed under the Potable Water Credit.
Monthly water demand (kL/month)
|  |  | <Enter description of any other uses of rainwater or re-used water> | <Enter description of any other uses of rainwater or re-used water> | <Enter description of any other uses of rainwater or re-used water> | Note: This table only needs to be filled in if reclaimed water is used to meet the demand of these end uses. If reclaimed water is not used for these end uses, leave these cells blank. When reclaimed water is used, enter the total demand for each month regardless of whether it is fully or partially met by the reclaimed water supply. In the table below, the percentage of the demand met by reclaimed water/connected to the reclaimed water supply is entered.
1 | 31 | January
2 | 28 | February
3 | 31 | March
4 | 30 | April
5 | 31 | May | [9 empty] | REFERENCE DATA
6 | 30 | June | [9 empty] | Run-off coefficient for different types of roofs
7 | 31 | July | [9 empty] | Please Select | 0 |  | First flush volume per every rainday (L/m2 roof area) |  | 0.5
8 | 31 | August | [9 empty] | Pitched roof with profiled metal sheeting | 0.9
9 | 30 | September | [9 empty] | Pitched roof with tiles | 0.8
10 | 31 | October | [9 empty] | Flat roof without gravel | 0.8
11 | 30 | November | [9 empty] | Flat roof with gravel | 0.8
12 | 31 | December | [9 empty] | Green roof, intensive | 0.5
[12 empty] | Green roof, extensive | 0.7
|  | How are the water demands from the Non-Potable water uses met? | [9 empty] | Permeable pavement – Granular media | 0.7
|  | Water use | Rainwater | Greywater | Blackwater | Stormwater recycling or other off-site reclaimed water | Mains water only (this column must be completed - please enter a figure of between 0% and 100% for each water use) |  |  |  |  | Permeable pavement – Plastic crates | 0.8
<Enter description of any other uses of rainwater or re-used water>
<Enter description of any other uses of rainwater or re-used water>
<Enter description of any other uses of rainwater or re-used water>
Rainwater Collection
|  | Rainfall collection area (m2) | [11 empty] | Green Star - Design & As Built v1 |  |  |  |  | January: Points Achieved; February: #DIV/0!
|  | Run-off co-efficient | Please Select | 0
|  | Storage capacity (kL) | [11 empty] | Sewage Calculator
Rainwater tank reliability %
The Potable Water Calculator must be completed for this calculator to determine the reduction in discharge to sewer. No additional data entry is required in this calculator.
| Grey Water Collection | [12 empty] | ANNUAL DEMAND FROM WATER USES THAT DISCHARGE TO SEWER
(all data from Potable Water Calculator)
|  |  | % discharge water collected for re-use | [11 empty] | Proposed Building water demand (kL/year) | Standard Practice Building water demand (kL/year)
|  | Toilets | [11 empty] | Toilets | 0 | 0
|  | Urinals | [11 empty] | Urinals | 0 | 0
|  | Indoor taps | [11 empty] | Taps | 0 | 0
|  | Showers - occupants | [11 empty] | Showers - occupants | 0 | 0
|  | Showers - sport | [11 empty] | Showers - Sports | 0 | 0
|  | Washing machines | [11 empty] | Washing Machines | 0 | 0
|  | Dishwashers | [11 empty] | Dishwashers | 0 | 0
|  | Cooling tower bleed +other heat rejection | [11 empty] | Heat Rejection (Bleed) | 0 | 0
|  | Washdown | [11 empty] | Swimming Pools | 0 | 1.25
|  | Fire system test water | [11 empty] | Fire System Water | 0 | 0
|  | Swimming pools filter cleaning | [11 empty] | Process Cooling | 0 | 0
|  | Process Cooling | [11 empty] | TOTAL | 0 | 1.25
|  | Other sources | e.g. Chiller condensate, cooling tower wash down or sewer mining etc...
|  |  | <Enter description of any other sources of greywater> (kL/month) | <Enter description of any other sources of greywater> (kL/month) | <Enter description of any other sources of greywater> (kL/month) | kL/month greywater collected for re-use from other sources | [7 empty] | ESTIMATED DISCHARGE TO SEWER
1 | 31 | January |  |  |  | 0 | [7 empty] | (all data from Potable Water Calculator)
2 | 28 | February |  |  |  | 0 | [8 empty] | Proposed Building |  |  |  | January: Standard Practice Building
3 | 31 | March |  |  |  | 0 | [8 empty] | Monthly demand from above water uses (kL/month) | Greywater and blackwater collected on site (kL/month) | Greywater and blackwater treated and reused on site (kL/month) | Estimated discharge to sewer (kL/month) | January: Monthly demand from above water uses (kL/month); February: Greywater and blackwater collected, treated and reused on site (kL/month); March: Estimated discharge to sewer (kL/month)
4 | 30 | April |  |  |  | 0 | [7 empty] | January | 0 | 0 | 0 | 0 | January: 0; February: (The Standard Practice Building has no water recycling facilities); March: 0
5 | 31 | May |  |  |  | 0 | [7 empty] | February | 0 | 0 | 0 | 0 | January: 0; March: 0
6 | 30 | June |  |  |  | 0 | [7 empty] | March | 0 | 0 | 0 | 0 | January: 0; March: 0
7 | 31 | July |  |  |  | 0 | [7 empty] | April | 0 | 0 | 0 | 0 | January: 0; March: 0
8 | 31 | August |  |  |  | 0 | [7 empty] | May | 0 | 0 | 0 | 0 | January: 0; March: 0
9 | 30 | September |  |  |  | 0 | [7 empty] | June | 0 | 0 | 0 | 0 | January: 0; March: 0
10 | 31 | October |  |  |  | 0 | [7 empty] | July | 0 | 0 | 0 | 0 | January: 0; March: 0
11 | 30 | November |  |  |  | 0 | [7 empty] | August | 0 | 0 | 0 | 0 | January: 0; March: 0
12 | 31 | December |  |  |  | 0 | [7 empty] | September | 0 | 0 | 0 | 0 | January: 0; March: 0
[14 empty] | October | 0 | 0 | 0 | 0 | January: 0; March: 0
| Black Water Collection | [12 empty] | November | 0 | 0 | 0 | 0 | January: 0; March: 0
1 | 31 | [12 empty] | December | 0 | 0 | 0 | 0 | January: 0; March: 0
2 | 28 |  | % discharge water collected for re-use | [10 empty] | TOTAL (kL/year) | 0 | 0 | 0 | 0 | January: 0; February: 0; March: 0
3 | 31 | Toilets
4 | 30 | Urinals
5 | 31 | Indoor taps
6 | 30 | Showers - occupants
7 | 31 | Showers - sport
8 | 31 | Washing machines
9 | 30 | Dishwashers
10 | 31 | Cooling tower bleed +other heat rejection | [11 empty] | Percentage Reduction compared to standard practice | kL/year | Points
10 |  | Washdown | [11 empty] | 0% | 0 | 0
11 | 30 | Fire system test water | [11 empty] | 30% | 0 | 0
12 | 31 | Swimming pools filter cleaning | [11 empty] | 50% | 0 | 1
|  | Process Cooling | [11 empty] | 70% | 0 | 1
[14 empty] | 90% | 0 | 2
|  | Other sources | e.g. Chiller condensate, cooling tower wash down or sewer mining etc...
|  |  | <Enter description of any other sources of blackwater> (kL/month) | <Enter description of any other sources of blackwater> (kL/month) | <Enter description of any other sources of blackwater> (kL/month) | kL/month blackwater collected for re-use from other sources
1 | 31 | January |  |  |  | 0
2 | 28 | February |  |  |  | 0
3 | 31 | March |  |  |  | 0
4 | 30 | April |  |  |  | 0
5 | 31 | May |  |  |  | 0
6 | 30 | June |  |  |  | 0
7 | 31 | July |  |  |  | 0
8 | 31 | August |  |  |  | 0
9 | 30 | September |  |  |  | 0
10 | 31 | October |  |  |  | 0
11 | 30 | November |  |  |  | 0
12 | 31 | December |  |  |  | 0
Stormwater and Off-site reclaimed water supply
|  |  | Stormwater collected for re-use (kL/month) | Off-site reclaimed water supplied to site (kL/month)
1 | 31 | January
2 | 28 | February
3 | 31 | March
4 | 30 | April
5 | 31 | May
6 | 30 | June
7 | 31 | July
8 | 31 | August
9 | 30 | September
10 | 31 | October
11 | 30 | November
12 | 31 | December
9. SUMMARY OF WATER DEMAND
Summary of demand from each Potable water use
Annual water demand from each Potable water use (kL/year)
|  |  | Proposed Building | Standard Practice Building
|  | Toilets | 0 | 0
|  | Urinals | 0 | 0
|  | Taps | 0 | 0
|  | Showers - occupants | 0 | 0
|  | Showers - Sports | 0 | 0
|  | Washing Machines | 0 | 0
|  | Dishwashers | 0 | 0 | [14 empty] | September: Message that appears when there is more reclaimed water supply than demand for it
|  | Heat Rejection | 0 | 0 | [14 empty] | September: Where fittings or systems are supplied with water from more than one reclaimed water source, it is assumed that the they are first supplied with water from any greywater and blackwater systems, followed by rainwater, stormwater and off-site reclaimed water systems. This means that the figures presented here maybe different to the figures presented in the Results section at the bottom of the calculator. If this is the case some of this demand is being met by the Greywater/blackwater system instead.
|  | Washdown | 0 | 0
|  | Landscape Irrigation | 0 | 0
|  | Swimming Pools | 0 | 0
|  | Fire System Water | 0 | 0
|  | Process Cooling | 0 | 0
|  | TOTAL | 0 | 0
Summary of demand from all Potable water uses per month
Monthly water demand from all Potable water uses (kL/month)
|  |  | Proposed Building | Standard Practice Building
|  | January | 0 | 0
|  | February | 0 | 0
|  | March | 0 | 0
|  | April | 0 | 0
|  | May | 0 | 0
|  | June | 0 | 0
|  | July | 0 | 0
|  | August | 0 | 0
|  | September | 0 | 0
|  | October | 0 | 0
|  | November | 0 | 0
|  | December | 0 | 0
|  | TOTAL | 0 | 0
10. RESULTS
|  |  | Proposed Building | [5 empty] | Standard Practice Building
|  |  | Total water demand | Rainwater used to meet demand | Greywater used to meet demand | Blackwater used to meet demand | Stormwater and off-site reclaimed water used | Potable water demand | Potable water demand
|  | January | 0 | 0 | 0 | 0 | 0 | 0 | 0
|  | February | 0 | 0 | 0 | 0 | 0 | 0 | 0
|  | March | 0 | 0 | 0 | 0 | 0 | 0 | 0
|  | April | 0 | 0 | 0 | 0 | 0 | 0 | 0
|  | May | 0 | 0 | 0 | 0 | 0 | 0 | 0 |  |  |  | Absolute water uses - reference
|  | June | 0 | 0 | 0 | 0 | 0 | 0 | 0 | [9 empty] | February: Heat rejection; October: FOR EMI-6
|  | July | 0 | 0 | 0 | 0 | 0 | 0 | 0 |  |  |  | Toilets | Urinals | Taps | Showers - occupants | Showers - sports | Washing machines | Dishwashers | Evap + Drift | Bleed | Washdown | Landscape irrigation | Fire System | Pools | Process cooling | Wat-1 total water demand | Discharge to sewer
|  | August | 0 | 0 | 0 | 0 | 0 | 0 | 0 |  |  | 2014-01-01 | 0 | 0 | 0 | 0 | 0 | 0 | 0 | 0 | 0 | 0 | 0 | 0 | 0 | 0 | 0 | 0.0034247
|  | September | 0 | 0 | 0 | 0 | 0 | 0 | 0 |  |  | 2014-01-02 | 0 | 0 | 0 | 0 | 0 | 0 | 0 | 0 | 0 | 0 | 0 | 0 | 0 | 0 | 0 | 0.0034247
|  | October | 0 | 0 | 0 | 0 | 0 | 0 | 0 |  |  | 2014-01-03 | 0 | 0 | 0 | 0 | 0 | 0 | 0 | 0 | 0 | 0 | 0 | 0 | 0 | 0 | 0 | 0.0034247
|  | November | 0 | 0 | 0 | 0 | 0 | 0 | 0 |  |  | 2014-01-04 | 0 | 0 | 0 | 0 | 0 | 0 | 0 | 0 | 0 | 0 | 0 | 0 | 0 | 0 | 0 | 0.0034247
|  | December | 0 | 0 | 0 | 0 | 0 | 0 | 0 |  |  | 2014-01-05 | 0 | 0 | 0 | 0 | 0 | 0 | 0 | 0 | 0 | 0 | 0 | 0 | 0 | 0 | 0 | 0.0034247
|  | TOTAL | 0 | 0 | 0 | 0 | 0 | 0 | 0 |  |  | 2014-01-06 | 0 | 0 | 0 | 0 | 0 | 0 | 0 | 0 | 0 | 0 | 0 | 0 | 0 | 0 | 0 | 0.0034247
[12 empty] | 2014-01-07 | 0 | 0 | 0 | 0 | 0 | 0 | 0 | 0 | 0 | 0 | 0 | 0 | 0 | 0 | 0 | 0.0034247
|  | Percentage reduction in Potable Water Consumption compared to the Standard Practice Building |  | #DIV/0! | [7 empty] | 2014-01-08 | 0 | 0 | 0 | 0 | 0 | 0 | 0 | 0 | 0 | 0 | 0 | 0 | 0 | 0 | 0 | 0.0034247
[12 empty] | 2014-01-09 | 0 | 0 | 0 | 0 | 0 | 0 | 0 | 0 | 0 | 0 | 0 | 0 | 0 | 0 | 0 | 0.0034247
|  | Points Achieved - General |  | #DIV/0! | [7 empty] | 2014-01-10 | 0 | 0 | 0 | 0 | 0 | 0 | 0 | 0 | 0 | 0 | 0 | 0 | 0 | 0 | 0 | 0.0034247
|  | Points Achieved - Fire system test water |  | N/A | [7 empty] | 2014-01-11 | 0 | 0 | 0 | 0 | 0 | 0 | 0 | 0 | 0 | 0 | 0 | 0 | 0 | 0 | 0 | 0.0034247
|  | Points Achieved - Process cooling |  | 0 | [7 empty] | 2014-01-12 | 0 | 0 | 0 | 0 | 0 | 0 | 0 | 0 | 0 | 0 | 0 | 0 | 0 | 0 | 0 | 0.0034247
[12 empty] | 2014-01-13 | 0 | 0 | 0 | 0 | 0 | 0 | 0 | 0 | 0 | 0 | 0 | 0 | 0 | 0 | 0 | 0.0034247
|  | Points Allocation | [9 empty] | 2014-01-14 | 0 | 0 | 0 | 0 | 0 | 0 | 0 | 0 | 0 | 0 | 0 | 0 | 0 | 0 | 0 | 0.0034247
|  | Percentage reduction compared to standard practice benchmark | kL/year | Points awarded | [7 empty] | 2014-01-15 | 0 | 0 | 0 | 0 | 0 | 0 | 0 | 0 | 0 | 0 | 0 | 0 | 0 | 0 | 0 | 0.0034247
|  | 5.551e-15% | 0 | 0 |  | Data for Graph | [5 empty] | 2014-01-16 | 0 | 0 | 0 | 0 | 0 | 0 | 0 | 0 | 0 | 0 | 0 | 0 | 0 | 0 | 0 | 0.0034247
|  | 6% | 0 | 1.1 |  |  | Proposed Building | Standard Practice Building |  |  |  | 2014-01-17 | 0 | 0 | 0 | 0 | 0 | 0 | 0 | 0 | 0 | 0 | 0 | 0 | 0 | 0 | 0 | 0.0034247
|  | 12% | 0 | 2.2 |  | Potable water (mains) | 0 | 0 |  |  |  | 2014-01-18 | 0 | 0 | 0 | 0 | 0 | 0 | 0 | 0 | 0 | 0 | 0 | 0 | 0 | 0 | 0 | 0.0034247
|  | 18% | 0 | 3.3 |  | Greywater | 0 | 0 |  |  |  | 2014-01-19 | 0 | 0 | 0 | 0 | 0 | 0 | 0 | 0 | 0 | 0 | 0 | 0 | 0 | 0 | 0 | 0.0034247
|  | 24% | 0 | 4.4 |  | Blackwater | 0 | 0 |  |  |  | 2014-01-20 | 0 | 0 | 0 | 0 | 0 | 0 | 0 | 0 | 0 | 0 | 0 | 0 | 0 | 0 | 0 | 0.0034247
|  | 30% | 0 | 5.5 |  | Rainwater | 0 | 0 |  |  |  | 2014-01-21 | 0 | 0 | 0 | 0 | 0 | 0 | 0 | 0 | 0 | 0 | 0 | 0 | 0 | 0 | 0 | 0.0034247
|  | 36% | 0 | 6.6 |  | Stormwater/ other reclaimed water | 0 | 0 |  |  |  | 2014-01-22 | 0 | 0 | 0 | 0 | 0 | 0 | 0 | 0 | 0 | 0 | 0 | 0 | 0 | 0 | 0 | 0.0034247
|  | 42% | 0 | 7.7 | [7 empty] | 2014-01-23 | 0 | 0 | 0 | 0 | 0 | 0 | 0 | 0 | 0 | 0 | 0 | 0 | 0 | 0 | 0 | 0.0034247
|  | 48% | 0 | 8.8 | [7 empty] | 2014-01-24 | 0 | 0 | 0 | 0 | 0 | 0 | 0 | 0 | 0 | 0 | 0 | 0 | 0 | 0 | 0 | 0.0034247
|  | 54% | 0 | 9.9 | [7 empty] | 2014-01-25 | 0 | 0 | 0 | 0 | 0 | 0 | 0 | 0 | 0 | 0 | 0 | 0 | 0 | 0 | 0 | 0.0034247
|  | 60% | 0 | 11 | [7 empty] | 2014-01-26 | 0 | 0 | 0 | 0 | 0 | 0 | 0 | 0 | 0 | 0 | 0 | 0 | 0 | 0 | 0 | 0.0034247
[12 empty] | 2014-01-27 | 0 | 0 | 0 | 0 | 0 | 0 | 0 | 0 | 0 | 0 | 0 | 0 | 0 | 0 | 0 | 0.0034247
[12 empty] | 2014-01-28 | 0 | 0 | 0 | 0 | 0 | 0 | 0 | 0 | 0 | 0 | 0 | 0 | 0 | 0 | 0 | 0.0034247
|  | Outputs from this calculator required for Ene-Conditional Requirement and Credit 15: Greenhouse Gas Emissions. | [9 empty] | 2014-01-29 | 0 | 0 | 0 | 0 | 0 | 0 | 0 | 0 | 0 | 0 | 0 | 0 | 0 | 0 | 0 | 0.0034247
|  | The annual domestic hot water usage figures determined in this calculator must be used in the energy modelling required for Ene-Conditional Requirement and Credit 15: Greenhouse Gas Emissions to estimate the domestic hot water energy requirement of the Proposed and Standard Practice Buildings. For more details see the Green Star - Greenhouse Gas Emissions Calculator Guide, available www.gbca.org.au. | [9 empty] | 2014-01-30 | 0 | 0 | 0 | 0 | 0 | 0 | 0 | 0 | 0 | 0 | 0 | 0 | 0 | 0 | 0 | 0.0034247
|  | The estimates of annual hot water consumption usage of the Proposed Building are based on the water efficiency of the fittings entered into this calculator. The estimates for the Standard Practice Building are based on the Standard Practice Building's fittings - for further details see the Green Star - Potable Water Calculator Guide, available www.gbca.org.au. | [5 empty] | Proposed Building | Standard Practice Building |  |  | 2014-01-31 | 0 | 0 | 0 | 0 | 0 | 0 | 0 | 0 | 0 | 0 | 0 | 0 | 0 | 0 | 0 | 0.0034247
[7 empty] | Annual Domestic Hot Water Usage (kL/year) | 0 | 0 |  |  | 2014-02-01 | 0 | 0 | 0 | 0 | 0 | 0 | 0 | 0 | 0 | 0 | 0 | 0 | 0 | 0 | 0 | 0.0034247
|  | NOTE: THESE FIGURES CAN ONLY BE USED IF the 'Building input, areas and operation' and 'Water consumption due to fittings' sections of THIS CALCULATOR are COMPLETED. | [9 empty] | 2014-02-02 | 0 | 0 | 0 | 0 | 0 | 0 | 0 | 0 | 0 | 0 | 0 | 0 | 0 | 0 | 0 | 0.0034247
[12 empty] | 2014-02-03 | 0 | 0 | 0 | 0 | 0 | 0 | 0 | 0 | 0 | 0 | 0 | 0 | 0 | 0 | 0 | 0.0034247
[12 empty] | 2014-02-04 | 0 | 0 | 0 | 0 | 0 | 0 | 0 | 0 | 0 | 0 | 0 | 0 | 0 | 0 | 0 | 0.0034247
| 11. SEWAGE | [10 empty] | 2014-02-05 | 0 | 0 | 0 | 0 | 0 | 0 | 0 | 0 | 0 | 0 | 0 | 0 | 0 | 0 | 0 | 0.0034247
[12 empty] | 2014-02-06 | 0 | 0 | 0 | 0 | 0 | 0 | 0 | 0 | 0 | 0 | 0 | 0 | 0 | 0 | 0 | 0.0034247
[12 empty] | 2014-02-07 | 0 | 0 | 0 | 0 | 0 | 0 | 0 | 0 | 0 | 0 | 0 | 0 | 0 | 0 | 0 | 0.0034247
|  | SEWERAGE REDUCTION DUE TO WATER RECYCLING | [9 empty] | 2014-02-08 | 0 | 0 | 0 | 0 | 0 | 0 | 0 | 0 | 0 | 0 | 0 | 0 | 0 | 0 | 0 | 0.0034247
|  | Percentage reduction in discharge to sewer compared to Standard Practice Building |  | #DIV/0! |  | An innovation point may be claimed for a 90% of greater reduction in flow to sewer | [5 empty] | 2014-02-09 | 0 | 0 | 0 | 0 | 0 | 0 | 0 | 0 | 0 | 0 | 0 | 0 | 0 | 0 | 0 | 0.0034247
[12 empty] | 2014-02-10 | 0 | 0 | 0 | 0 | 0 | 0 | 0 | 0 | 0 | 0 | 0 | 0 | 0 | 0 | 0 | 0.0034247
|  | Innovation Point Achieved |  | #DIV/0! | [7 empty] | 2014-02-11 | 0 | 0 | 0 | 0 | 0 | 0 | 0 | 0 | 0 | 0 | 0 | 0 | 0 | 0 | 0 | 0.0034247
[12 empty] | 2014-02-12 | 0 | 0 | 0 | 0 | 0 | 0 | 0 | 0 | 0 | 0 | 0 | 0 | 0 | 0 | 0 | 0.0034247
| RAINFALL DATA | [10 empty] | 2014-02-13 | 0 | 0 | 0 | 0 | 0 | 0 | 0 | 0 | 0 | 0 | 0 | 0 | 0 | 0 | 0 | 0.0034247
[12 empty] | 2014-02-14 | 0 | 0 | 0 | 0 | 0 | 0 | 0 | 0 | 0 | 0 | 0 | 0 | 0 | 0 | 0 | 0.0034247
|  | The project team is to paste daily average rainfall data for their location into the following table. The project team may supply their own data (see Potable Water calculator guide) or may copy and paste the provided data for preselected locations as shown to the right). | [9 empty] | 2014-02-15 | 0 | 0 | 0 | 0 | 0 | 0 | 0 | 0 | 0 | 0 | 0 | 0 | 0 | 0 | 0 | 0.0034247
[12 empty] | 2014-02-16 | 0 | 0 | 0 | 0 | 0 | 0 | 0 | 0 | 0 | 0 | 0 | 0 | 0 | 0 | 0 | 0.0034247
[12 empty] | 2014-02-17 | 0 | 0 | 0 | 0 | 0 | 0 | 0 | 0 | 0 | 0 | 0 | 0 | 0 | 0 | 0 | 0.0034247
[12 empty] | 2014-02-18 | 0 | 0 | 0 | 0 | 0 | 0 | 0 | 0 | 0 | 0 | 0 | 0 | 0 | 0 | 0 | 0.0034247 | [12 empty] | 10 Year Average Rainfall data
|  | Location | [9 empty] | 2014-02-19 | 0 | 0 | 0 | 0 | 0 | 0 | 0 | 0 | 0 | 0 | 0 | 0 | 0 | 0 | 0 | 0.0034247 | [12 empty] | Melbourne (1998 - 2007) | Sydney (1996 - 2005) | Brisbane (1997 - 2006) | Adelaide (1996 - 2005) | Hobart (1996 - 2005) | Perth (1997 - 2006) | Darwin (1996 - 2005) | Canberra (1997 - 2006) | Mackay (1991 - 2000) | Townsville (1994 - 2003)
|  | Date | 10-Year Average (mm) | [8 empty] | 2014-02-20 | 0 | 0 | 0 | 0 | 0 | 0 | 0 | 0 | 0 | 0 | 0 | 0 | 0 | 0 | 0 | 0.0034247 | [12 empty] | 10-Year Average (mm) | 10-Year Average (mm) | 10-Year Average (mm) | 10-Year Average (mm) | 10-Year Average (mm) | 10-Year Average (mm) | 10-Year Average (mm) | 10-Year Average (mm) | 10-Year Average (mm) | 10-Year Average (mm)
|  | 2014-01-01 |  |  | 0 | [6 empty] | 2014-02-21 | 0 | 0 | 0 | 0 | 0 | 0 | 0 | 0 | 0 | 0 | 0 | 0 | 0 | 0 | 0 | 0.0034247 | [12 empty] | 0.78 | 0 | 1 | 0 | 1.7 | 0 | 22.4 | 0.6 | 11.3 | 4.2
|  | 2014-01-02 |  |  | 0 | [6 empty] | 2014-02-22 | 0 | 0 | 0 | 0 | 0 | 0 | 0 | 0 | 0 | 0 | 0 | 0 | 0 | 0 | 0 | 0.0034247 | [12 empty] | 2.2 | 0.8 | 1.1 | 8.7 | 1.7 | 0 | 27.9 | 1.8 | 10.9 | 2
|  | 2014-01-03 |  |  | 0 | [6 empty] | 2014-02-23 | 0 | 0 | 0 | 0 | 0 | 0 | 0 | 0 | 0 | 0 | 0 | 0 | 0 | 0 | 0 | 0.0034247 | [12 empty] | 0 | 5.5 | 3.2 | 0 | 1 | 0 | 34.4 | 0 | 26.8 | 4.7
|  | 2014-01-04 |  |  | 0 | [6 empty] | 2014-02-24 | 0 | 0 | 0 | 0 | 0 | 0 | 0 | 0 | 0 | 0 | 0 | 0 | 0 | 0 | 0 | 0.0034247 | [12 empty] | 1.12 | 0.9 | 2 | 0.8 | 1 | 0 | 20.9 | 1.4 | 20.8 | 1.6
|  | 2014-01-05 |  |  | 0 | [6 empty] | 2014-02-25 | 0 | 0 | 0 | 0 | 0 | 0 | 0 | 0 | 0 | 0 | 0 | 0 | 0 | 0 | 0 | 0.0034247 | [12 empty] | 1.12 | 1.4 | 3.7 | 0 | 4.2 | 1.2 | 6.8 | 2.1 | 37.4 | 3.8
|  | 2014-01-06 |  |  | 0 | [6 empty] | 2014-02-26 | 0 | 0 | 0 | 0 | 0 | 0 | 0 | 0 | 0 | 0 | 0 | 0 | 0 | 0 | 0 | 0.0034247 | [12 empty] | 0 | 4.1 | 1.7 | 0 | 0.7 | 0 | 13.1 | 0.5 | 6 | 12
|  | 2014-01-07 |  |  | 0 | [6 empty] | 2014-02-27 | 0 | 0 | 0 | 0 | 0 | 0 | 0 | 0 | 0 | 0 | 0 | 0 | 0 | 0 | 0 | 0.0034247 | [12 empty] | 0.68 | 5.2 | 4.2 | 0.9 | 2 | 0 | 4.8 | 4.4 | 5.6 | 11.7
|  | 2014-01-08 |  |  | 0 | [6 empty] | 2014-02-28 | 0 | 0 | 0 | 0 | 0 | 0 | 0 | 0 | 0 | 0 | 0 | 0 | 0 | 0 | 0 | 0.0034247 | [12 empty] | 1.62 | 2 | 0.6 | 1.1 | 3 | 0 | 6.8 | 1.2 | 4.6 | 4.4
|  | 2014-01-09 |  |  | 0 | [6 empty] | 2014-03-01 | 0 | 0 | 0 | 0 | 0 | 0 | 0 | 0 | 0 | 0 | 0 | 0 | 0 | 0 | 0 | 0.0034247 | [12 empty] | 0 | 1 | 1 | 0 | 0 | 0 | 6.5 | 1.9 | 16.4 | 0.6
|  | 2014-01-10 |  |  | 0 | [6 empty] | 2014-03-02 | 0 | 0 | 0 | 0 | 0 | 0 | 0 | 0 | 0 | 0 | 0 | 0 | 0 | 0 | 0 | 0.0034247 | [12 empty] | 0 | 0.5 | 7.7 | 0 | 0 | 0 | 22.6 | 0 | 4.2 | 10.3
|  | 2014-01-11 |  |  | 0 | [6 empty] | 2014-03-03 | 0 | 0 | 0 | 0 | 0 | 0 | 0 | 0 | 0 | 0 | 0 | 0 | 0 | 0 | 0 | 0.0034247 | [12 empty] | 1.12 | 0 | 1.1 | 0 | 0 | 0 | 11.4 | 0 | 33.2 | 56.5
|  | 2014-01-12 |  |  | 0 | [6 empty] | 2014-03-04 | 0 | 0 | 0 | 0 | 0 | 0 | 0 | 0 | 0 | 0 | 0 | 0 | 0 | 0 | 0 | 0.0034247 | [12 empty] | 0.68 | 1 | 1.4 | 0 | 1.6 | 0.5 | 10.1 | 0.7 | 18.4 | 15.6
|  | 2014-01-13 |  |  | 0 | [6 empty] | 2014-03-05 | 0 | 0 | 0 | 0 | 0 | 0 | 0 | 0 | 0 | 0 | 0 | 0 | 0 | 0 | 0 | 0.0034247 | [12 empty] | 0 | 0 | 1.4 | 1.2 | 0 | 1.3 | 25.4 | 0 | 7.8 | 18.5
|  | 2014-01-14 |  |  | 0 | [6 empty] | 2014-03-06 | 0 | 0 | 0 | 0 | 0 | 0 | 0 | 0 | 0 | 0 | 0 | 0 | 0 | 0 | 0 | 0.0034247 | [12 empty] | 0 | 1 | 2.2 | 2.4 | 0 | 0 | 6.6 | 0 | 0.6 | 7.6
|  | 2014-01-15 |  |  | 0 | [6 empty] | 2014-03-07 | 0 | 0 | 0 | 0 | 0 | 0 | 0 | 0 | 0 | 0 | 0 | 0 | 0 | 0 | 0 | 0.0034247 | [12 empty] | 0 | 0.7 | 1.4 | 0 | 0 | 1.6 | 10.2 | 0 | 0.6 | 1.6
|  | 2014-01-16 |  |  | 0 | [6 empty] | 2014-03-08 | 0 | 0 | 0 | 0 | 0 | 0 | 0 | 0 | 0 | 0 | 0 | 0 | 0 | 0 | 0 | 0.0034247 | [12 empty] | 0 | 3.1 | 11.7 | 0 | 0.7 | 0.6 | 14.1 | 1.3 | 6.8 | 1.9
|  | 2014-01-17 |  |  | 0 | [6 empty] | 2014-03-09 | 0 | 0 | 0 | 0 | 0 | 0 | 0 | 0 | 0 | 0 | 0 | 0 | 0 | 0 | 0 | 0.0034247 | [12 empty] | 0 | 4.7 | 1.9 | 0 | 0 | 1.1 | 12.1 | 4.1 | 7.3 | 2.4
|  | 2014-01-18 |  |  | 0 | [6 empty] | 2014-03-10 | 0 | 0 | 0 | 0 | 0 | 0 | 0 | 0 | 0 | 0 | 0 | 0 | 0 | 0 | 0 | 0.0034247 | [12 empty] | 0 | 1.2 | 5.7 | 0 | 0.8 | 0 | 15.3 | 2.4 | 5.4 | 2.4
|  | 2014-01-19 |  |  | 0 | [6 empty] | 2014-03-11 | 0 | 0 | 0 | 0 | 0 | 0 | 0 | 0 | 0 | 0 | 0 | 0 | 0 | 0 | 0 | 0.0034247 | [12 empty] | 0.72 | 4.7 | 0 | 0 | 0 | 0 | 8.6 | 0.9 | 1.3 | 4.5
|  | 2014-01-20 |  |  | 0 | [6 empty] | 2014-03-12 | 0 | 0 | 0 | 0 | 0 | 0 | 0 | 0 | 0 | 0 | 0 | 0 | 0 | 0 | 0 | 0.0034247 | [12 empty] | 0 | 2.3 | 1 | 2.6 | 0 | 0 | 12.5 | 0 | 6.6 | 4.9
|  | 2014-01-21 |  |  | 0 | [6 empty] | 2014-03-13 | 0 | 0 | 0 | 0 | 0 | 0 | 0 | 0 | 0 | 0 | 0 | 0 | 0 | 0 | 0 | 0.0034247 | [12 empty] | 2.04 | 4.6 | 3 | 1.4 | 1.1 | 0 | 23.8 | 3.2 | 3.5 | 1.6
|  | 2014-01-22 |  |  | 0 | [6 empty] | 2014-03-14 | 0 | 0 | 0 | 0 | 0 | 0 | 0 | 0 | 0 | 0 | 0 | 0 | 0 | 0 | 0 | 0.0034247 | [12 empty] | 1.38 | 9 | 0 | 2.4 | 6.1 | 6.1 | 14.6 | 1.6 | 0 | 0.6
|  | 2014-01-23 |  |  | 0 | [6 empty] | 2014-03-15 | 0 | 0 | 0 | 0 | 0 | 0 | 0 | 0 | 0 | 0 | 0 | 0 | 0 | 0 | 0 | 0.0034247 | [12 empty] | 1.88 | 4.7 | 0 | 0 | 2.6 | 4.7 | 15.4 | 1.7 | 0 | 1.1
|  | 2014-01-24 |  |  | 0 | [6 empty] | 2014-03-16 | 0 | 0 | 0 | 0 | 0 | 0 | 0 | 0 | 0 | 0 | 0 | 0 | 0 | 0 | 0 | 0.0034247 | [12 empty] | 0 | 4.8 | 0 | 0 | 0 | 0 | 7.5 | 2.7 | 0 | 6.8
|  | 2014-01-25 |  |  | 0 | [6 empty] | 2014-03-17 | 0 | 0 | 0 | 0 | 0 | 0 | 0 | 0 | 0 | 0 | 0 | 0 | 0 | 0 | 0 | 0.0034247 | [12 empty] | 4.58 | 7.9 | 7.3 | 0.8 | 4.8 | 0.9 | 11.7 | 2.4 | 0 | 0.9
|  | 2014-01-26 |  |  | 0 | [6 empty] | 2014-03-18 | 0 | 0 | 0 | 0 | 0 | 0 | 0 | 0 | 0 | 0 | 0 | 0 | 0 | 0 | 0 | 0.0034247 | [12 empty] | 1.46 | 3.1 | 5.1 | 0 | 1 | 0 | 14.3 | 3.5 | 4.4 | 6.9
|  | 2014-01-27 |  |  | 0 | [6 empty] | 2014-03-19 | 0 | 0 | 0 | 0 | 0 | 0 | 0 | 0 | 0 | 0 | 0 | 0 | 0 | 0 | 0 | 0.0034247 | [12 empty] | 2.54 | 2.6 | 0.7 | 0 | 0.8 | 0 | 10.4 | 4.1 | 9.2 | 5.3
|  | 2014-01-28 |  |  | 0 | [6 empty] | 2014-03-20 | 0 | 0 | 0 | 0 | 0 | 0 | 0 | 0 | 0 | 0 | 0 | 0 | 0 | 0 | 0 | 0.0034247 | [12 empty] | 0.98 | 2.3 | 9.2 | 0 | 3.2 | 0 | 8.3 | 0 | 7.1 | 1.9
|  | 2014-01-29 |  |  | 0 | [6 empty] | 2014-03-21 | 0 | 0 | 0 | 0 | 0 | 0 | 0 | 0 | 0 | 0 | 0 | 0 | 0 | 0 | 0 | 0.0034247 | [12 empty] | 2.56 | 5.5 | 15.7 | 0.8 | 1.7 | 0 | 12.7 | 2.3 | 9.5 | 0
|  | 2014-01-30 |  |  | 0 | [6 empty] | 2014-03-22 | 0 | 0 | 0 | 0 | 0 | 0 | 0 | 0 | 0 | 0 | 0 | 0 | 0 | 0 | 0 | 0.0034247 | [12 empty] | 5.48 | 9.4 | 4.1 | 0.7 | 5.6 | 0 | 9.2 | 0 | 1.1 | 4.5
|  | 2014-01-31 |  |  | 0 | [6 empty] | 2014-03-23 | 0 | 0 | 0 | 0 | 0 | 0 | 0 | 0 | 0 | 0 | 0 | 0 | 0 | 0 | 0 | 0.0034247 | [12 empty] | 0.7 | 13.7 | 3.2 | 0 | 1.1 | 0 | 9.4 | 0 | 3.9 | 8.9
|  | 2014-02-01 |  |  | 0 | [6 empty] | 2014-03-24 | 0 | 0 | 0 | 0 | 0 | 0 | 0 | 0 | 0 | 0 | 0 | 0 | 0 | 0 | 0 | 0.0034247 | [12 empty] | 0 | 7.5 | 10.9 | 0 | 0.7 | 0 | 7 | 0 | 3.5 | 9.2
|  | 2014-02-02 |  |  | 0 | [6 empty] | 2014-03-25 | 0 | 0 | 0 | 0 | 0 | 0 | 0 | 0 | 0 | 0 | 0 | 0 | 0 | 0 | 0 | 0.0034247 | [12 empty] | 5.1 | 7.6 | 18.7 | 0 | 1.1 | 1.7 | 9.6 | 0.6 | 34.5 | 4.1
|  | 2014-02-03 |  |  | 0 | [6 empty] | 2014-03-26 | 0 | 0 | 0 | 0 | 0 | 0 | 0 | 0 | 0 | 0 | 0 | 0 | 0 | 0 | 0 | 0.0034247 | [12 empty] | 11.48 | 2.6 | 12.7 | 0 | 1.6 | 0 | 14.7 | 3.2 | 11.9 | 6.9
|  | 2014-02-04 |  |  | 0 | [6 empty] | 2014-03-27 | 0 | 0 | 0 | 0 | 0 | 0 | 0 | 0 | 0 | 0 | 0 | 0 | 0 | 0 | 0 | 0.0034247 | [12 empty] | 0 | 6.5 | 5.6 | 0.7 | 5.4 | 0 | 5.4 | 2.4 | 9.5 | 11.8
|  | 2014-02-05 |  |  | 0 | [6 empty] | 2014-03-28 | 0 | 0 | 0 | 0 | 0 | 0 | 0 | 0 | 0 | 0 | 0 | 0 | 0 | 0 | 0 | 0.0034247 | [12 empty] | 0 | 13.3 | 5.1 | 0 | 1.2 | 0 | 6.7 | 13.5 | 23.3 | 21.5
|  | 2014-02-06 |  |  | 0 | [6 empty] | 2014-03-29 | 0 | 0 | 0 | 0 | 0 | 0 | 0 | 0 | 0 | 0 | 0 | 0 | 0 | 0 | 0 | 0.0034247 | [12 empty] | 0 | 6.6 | 1.1 | 0 | 1.4 | 0 | 21.3 | 2.1 | 6.2 | 12
|  | 2014-02-07 |  |  | 0 | [6 empty] | 2014-03-30 | 0 | 0 | 0 | 0 | 0 | 0 | 0 | 0 | 0 | 0 | 0 | 0 | 0 | 0 | 0 | 0.0034247 | [12 empty] | 1.5 | 2.1 | 0.5 | 4 | 4.4 | 1.3 | 15.2 | 1.6 | 2.2 | 4
|  | 2014-02-08 |  |  | 0 | [6 empty] | 2014-03-31 | 0 | 0 | 0 | 0 | 0 | 0 | 0 | 0 | 0 | 0 | 0 | 0 | 0 | 0 | 0 | 0.0034247 | [12 empty] | 4.46 | 1.3 | 8.4 | 2.2 | 5.7 | 0 | 11.7 | 4.2 | 3.4 | 10.8
|  | 2014-02-09 |  |  | 0 | [6 empty] | 2014-04-01 | 0 | 0 | 0 | 0 | 0 | 0 | 0 | 0 | 0 | 0 | 0 | 0 | 0 | 0 | 0 | 0.0034247 | [12 empty] | 1.96 | 7.5 | 14.1 | 0.7 | 7.8 | 0 | 22.7 | 0 | 18.9 | 8.1
|  | 2014-02-10 |  |  | 0 | [6 empty] | 2014-04-02 | 0 | 0 | 0 | 0 | 0 | 0 | 0 | 0 | 0 | 0 | 0 | 0 | 0 | 0 | 0 | 0.0034247 | [12 empty] | 2.22 | 0.9 | 2.1 | 0.8 | 6 | 0 | 17.5 | 0 | 11.2 | 13.7
|  | 2014-02-11 |  |  | 0 | [6 empty] | 2014-04-03 | 0 | 0 | 0 | 0 | 0 | 0 | 0 | 0 | 0 | 0 | 0 | 0 | 0 | 0 | 0 | 0.0034247 | [12 empty] | 1.28 | 3.1 | 1.4 | 0 | 0.9 | 0 | 17.3 | 0.5 | 9.7 | 8.9
|  | 2014-02-12 |  |  | 0 | [6 empty] | 2014-04-04 | 0 | 0 | 0 | 0 | 0 | 0 | 0 | 0 | 0 | 0 | 0 | 0 | 0 | 0 | 0 | 0.0034247 | [12 empty] | 0.76 | 9.9 | 1.4 | 0 | 3 | 0 | 21.8 | 2.1 | 18.6 | 1.6
|  | 2014-02-13 |  |  | 0 | [6 empty] | 2014-04-05 | 0 | 0 | 0 | 0 | 0 | 0 | 0 | 0 | 0 | 0 | 0 | 0 | 0 | 0 | 0 | 0.0034247 | [12 empty] | 2.06 | 6.3 | 1.3 | 0.7 | 1.5 | 0 | 22.3 | 4.1 | 3.2 | 3.9
|  | 2014-02-14 |  |  | 0 | [6 empty] | 2014-04-06 | 0 | 0 | 0 | 0 | 0 | 0 | 0 | 0 | 0 | 0 | 0 | 0 | 0 | 0 | 0 | 0.0034247 | [12 empty] | 0 | 1.5 | 0 | 0 | 0 | 0 | 24.1 | 1.2 | 7.1 | 22.2
|  | 2014-02-15 |  |  | 0 | [6 empty] | 2014-04-07 | 0 | 0 | 0 | 0 | 0 | 0 | 0 | 0 | 0 | 0 | 0 | 0 | 0 | 0 | 0 | 0.0034247 | [12 empty] | 0.94 | 0.8 | 4.7 | 0 | 1.4 | 0 | 12.6 | 0.9 | 10.8 | 24
|  | 2014-02-16 |  |  | 0 | [6 empty] | 2014-04-08 | 0 | 0 | 0 | 0 | 0 | 0 | 0 | 0 | 0 | 0 | 0 | 0 | 0 | 0 | 0 | 0.0034247 | [12 empty] | 4.1 | 1.7 | 0 | 0 | 2.5 | 0 | 8.4 | 3.8 | 20.5 | 15.5
|  | 2014-02-17 |  |  | 0 | [6 empty] | 2014-04-09 | 0 | 0 | 0 | 0 | 0 | 0 | 0 | 0 | 0 | 0 | 0 | 0 | 0 | 0 | 0 | 0.0034247 | [12 empty] | 0.7 | 2.4 | 0.6 | 0.5 | 0 | 0 | 24.7 | 3.2 | 6.9 | 17.1
|  | 2014-02-18 |  |  | 0 | [6 empty] | 2014-04-10 | 0 | 0 | 0 | 0 | 0 | 0 | 0 | 0 | 0 | 0 | 0 | 0 | 0 | 0 | 0 | 0.0034247 | [12 empty] | 0 | 0.7 | 3.7 | 0 | 0 | 0.9 | 21.3 | 1.8 | 19.1 | 21
|  | 2014-02-19 |  |  | 0 | [6 empty] | 2014-04-11 | 0 | 0 | 0 | 0 | 0 | 0 | 0 | 0 | 0 | 0 | 0 | 0 | 0 | 0 | 0 | 0.0034247 | [12 empty] | 0.54 | 0.6 | 1.1 | 0 | 0 | 0 | 11 | 0 | 20.9 | 12.3
|  | 2014-02-20 |  |  | 0 | [6 empty] | 2014-04-12 | 0 | 0 | 0 | 0 | 0 | 0 | 0 | 0 | 0 | 0 | 0 | 0 | 0 | 0 | 0 | 0.0034247 | [12 empty] | 0 | 3.6 | 1.4 | 5.1 | 1.7 | 0 | 26.5 | 0 | 2.1 | 4.2
|  | 2014-02-21 |  |  | 0 | [6 empty] | 2014-04-13 | 0 | 0 | 0 | 0 | 0 | 0 | 0 | 0 | 0 | 0 | 0 | 0 | 0 | 0 | 0 | 0.0034247 | [12 empty] | 1.96 | 6.2 | 0 | 2.2 | 0.5 | 0 | 9 | 3.3 | 6.1 | 1.8
|  | 2014-02-22 |  |  | 0 | [6 empty] | 2014-04-14 | 0 | 0 | 0 | 0 | 0 | 0 | 0 | 0 | 0 | 0 | 0 | 0 | 0 | 0 | 0 | 0.0034247 | [12 empty] | 1.1 | 2.4 | 1.3 | 1.9 | 0 | 1.1 | 14.3 | 4.4 | 9.9 | 2.8
|  | 2014-02-23 |  |  | 0 | [6 empty] | 2014-04-15 | 0 | 0 | 0 | 0 | 0 | 0 | 0 | 0 | 0 | 0 | 0 | 0 | 0 | 0 | 0 | 0.0034247 | [12 empty] | 0 | 1.5 | 0 | 0 | 0 | 0.6 | 17.4 | 1.3 | 18.4 | 4.1
|  | 2014-02-24 |  |  | 0 | [6 empty] | 2014-04-16 | 0 | 0 | 0 | 0 | 0 | 0 | 0 | 0 | 0 | 0 | 0 | 0 | 0 | 0 | 0 | 0.0034247 | [12 empty] | 1.78 | 0.9 | 11.4 | 0 | 1.8 | 0 | 17.1 | 0 | 13.1 | 13.2
|  | 2014-02-25 |  |  | 0 | [6 empty] | 2014-04-17 | 0 | 0 | 0 | 0 | 0 | 0 | 0 | 0 | 0 | 0 | 0 | 0 | 0 | 0 | 0 | 0.0034247 | [12 empty] | 0 | 11 | 3.9 | 0 | 0 | 0 | 10.2 | 0.9 | 22.7 | 24.7
|  | 2014-02-26 |  |  | 0 | [6 empty] | 2014-04-18 | 0 | 0 | 0 | 0 | 0 | 0 | 0 | 0 | 0 | 0 | 0 | 0 | 0 | 0 | 0 | 0.0034247 | [12 empty] | 7.08 | 3.6 | 2.3 | 0 | 0.7 | 0 | 21.9 | 0 | 13.4 | 13.5
|  | 2014-02-27 |  |  | 0 | [6 empty] | 2014-04-19 | 0 | 0 | 0 | 0 | 0 | 0 | 0 | 0 | 0 | 0 | 0 | 0 | 0 | 0 | 0 | 0.0034247 | [12 empty] | 1.16 | 0.5 | 0 | 0 | 0 | 0 | 9.2 | 0 | 12.4 | 15.2
|  | 2014-02-28 |  |  | 0 | [6 empty] | 2014-04-20 | 0 | 0 | 0 | 0 | 0 | 0 | 0 | 0 | 0 | 0 | 0 | 0 | 0 | 0 | 0 | 0.0034247 | [12 empty] | 0 | 1.6 | 4.1 | 0 | 0.9 | 0 | 19 | 1.1 | 8.5 | 12.3
|  | 2014-03-01 |  |  | 0 | [6 empty] | 2014-04-21 | 0 | 0 | 0 | 0 | 0 | 0 | 0 | 0 | 0 | 0 | 0 | 0 | 0 | 0 | 0 | 0.0034247 | [12 empty] | 0 | 5.3 | 3.4 | 0 | 1.4 | 0 | 12.2 | 0 | 17.4 | 11.4
|  | 2014-03-02 |  |  | 0 | [6 empty] | 2014-04-22 | 0 | 0 | 0 | 0 | 0 | 0 | 0 | 0 | 0 | 0 | 0 | 0 | 0 | 0 | 0 | 0.0034247 | [12 empty] | 0.54 | 1.9 | 7.3 | 0 | 0.8 | 0 | 43.9 | 0.7 | 4.9 | 8.6
|  | 2014-03-03 |  |  | 0 | [6 empty] | 2014-04-23 | 0 | 0 | 0 | 0 | 0 | 0 | 0 | 0 | 0 | 0 | 0 | 0 | 0 | 0 | 0 | 0.0034247 | [12 empty] | 1.18 | 1.4 | 6.5 | 0 | 1.6 | 0 | 25.3 | 2.7 | 15 | 6.3
|  | 2014-03-04 |  |  | 0 | [6 empty] | 2014-04-24 | 0 | 0 | 0 | 0 | 0 | 0 | 0 | 0 | 0 | 0 | 0 | 0 | 0 | 0 | 0 | 0.0034247 | [12 empty] | 0 | 1 | 4.3 | 0 | 0 | 0 | 28.1 | 0 | 10.9 | 7.7
|  | 2014-03-05 |  |  | 0 | [6 empty] | 2014-04-25 | 0 | 0 | 0 | 0 | 0 | 0 | 0 | 0 | 0 | 0 | 0 | 0 | 0 | 0 | 0 | 0.0034247 | [12 empty] | 1.12 | 1.8 | 3 | 0.9 | 0.9 | 0 | 26 | 0 | 15.5 | 4.4
|  | 2014-03-06 |  |  | 0 | [6 empty] | 2014-04-26 | 0 | 0 | 0 | 0 | 0 | 0 | 0 | 0 | 0 | 0 | 0 | 0 | 0 | 0 | 0 | 0.0034247 | [12 empty] | 0 | 3.1 | 0 | 0 | 0.5 | 0 | 6.9 | 0 | 11.7 | 8
|  | 2014-03-07 |  |  | 0 | [6 empty] | 2014-04-27 | 0 | 0 | 0 | 0 | 0 | 0 | 0 | 0 | 0 | 0 | 0 | 0 | 0 | 0 | 0 | 0.0034247 | [12 empty] | 0 | 0.9 | 13.6 | 1 | 0 | 0 | 7.5 | 0 | 2.8 | 0
|  | 2014-03-08 |  |  | 0 | [6 empty] | 2014-04-28 | 0 | 0 | 0 | 0 | 0 | 0 | 0 | 0 | 0 | 0 | 0 | 0 | 0 | 0 | 0 | 0.0034247 | [12 empty] | 0 | 7.6 | 1.7 | 0 | 3.1 | 0.5 | 9.8 | 0.9 | 5.4 | 0
|  | 2014-03-09 |  |  | 0 | [6 empty] | 2014-04-29 | 0 | 0 | 0 | 0 | 0 | 0 | 0 | 0 | 0 | 0 | 0 | 0 | 0 | 0 | 0 | 0.0034247 | [12 empty] | 0 | 7.9 | 1.1 | 0 | 1.2 | 0 | 11.7 | 0 | 16.4 | 3.7
|  | 2014-03-10 |  |  | 0 | [6 empty] | 2014-04-30 | 0 | 0 | 0 | 0 | 0 | 0 | 0 | 0 | 0 | 0 | 0 | 0 | 0 | 0 | 0 | 0.0034247 | [12 empty] | 0.72 | 6.7 | 3.2 | 0.7 | 0.6 | 1.5 | 7 | 1 | 8.7 | 0
|  | 2014-03-11 |  |  | 0 | [6 empty] | 2014-05-01 | 0 | 0 | 0 | 0 | 0 | 0 | 0 | 0 | 0 | 0 | 0 | 0 | 0 | 0 | 0 | 0.0034247 | [12 empty] | 0 | 8 | 3.1 | 0 | 0 | 1.5 | 5.5 | 1.7 | 4.3 | 1.8
|  | 2014-03-12 |  |  | 0 | [6 empty] | 2014-05-02 | 0 | 0 | 0 | 0 | 0 | 0 | 0 | 0 | 0 | 0 | 0 | 0 | 0 | 0 | 0 | 0.0034247 | [12 empty] | 0 | 5.3 | 1.1 | 0 | 0 | 0 | 15.2 | 0.8 | 4.5 | 1.9
|  | 2014-03-13 |  |  | 0 | [6 empty] | 2014-05-03 | 0 | 0 | 0 | 0 | 0 | 0 | 0 | 0 | 0 | 0 | 0 | 0 | 0 | 0 | 0 | 0.0034247 | [12 empty] | 1.56 | 2.2 | 1.4 | 0 | 1.2 | 0 | 6.1 | 1.6 | 3.4 | 4
|  | 2014-03-14 |  |  | 0 | [6 empty] | 2014-05-04 | 0 | 0 | 0 | 0 | 0 | 0 | 0 | 0 | 0 | 0 | 0 | 0 | 0 | 0 | 0 | 0.0034247 | [12 empty] | 0 | 0 | 2.4 | 0 | 0.5 | 0 | 7.3 | 0 | 2.1 | 0
|  | 2014-03-15 |  |  | 0 | [6 empty] | 2014-05-05 | 0 | 0 | 0 | 0 | 0 | 0 | 0 | 0 | 0 | 0 | 0 | 0 | 0 | 0 | 0 | 0.0034247 | [12 empty] | 0 | 1.1 | 0 | 0 | 0.7 | 0 | 7.1 | 4.1 | 0.7 | 0
|  | 2014-03-16 |  |  | 0 | [6 empty] | 2014-05-06 | 0 | 0 | 0 | 0 | 0 | 0 | 0 | 0 | 0 | 0 | 0 | 0 | 0 | 0 | 0 | 0.0034247 | [12 empty] | 0.56 | 1.2 | 0.6 | 0 | 0.6 | 0 | 10.5 | 2 | 0 | 0
|  | 2014-03-17 |  |  | 0 | [6 empty] | 2014-05-07 | 0 | 0 | 0 | 0 | 0 | 0 | 0 | 0 | 0 | 0 | 0 | 0 | 0 | 0 | 0 | 0.0034247 | [12 empty] | 1.3 | 0.9 | 0 | 1.6 | 3.3 | 0 | 10 | 4.8 | 0 | 0
|  | 2014-03-18 |  |  | 0 | [6 empty] | 2014-05-08 | 0 | 0 | 0 | 0 | 0 | 0 | 0 | 0 | 0 | 0 | 0 | 0 | 0 | 0 | 0 | 0.0034247 | [12 empty] | 0 | 2.3 | 0 | 1.4 | 2.1 | 0 | 8.4 | 0 | 0.5 | 13.7
|  | 2014-03-19 |  |  | 0 | [6 empty] | 2014-05-09 | 0 | 0 | 0 | 0 | 0 | 0 | 0 | 0 | 0 | 0 | 0 | 0 | 0 | 0 | 0 | 0.0034247 | [12 empty] | 0 | 0 | 2.2 | 2.8 | 0.8 | 2.5 | 13.8 | 0 | 1.7 | 2.1
|  | 2014-03-20 |  |  | 0 | [6 empty] | 2014-05-10 | 0 | 0 | 0 | 0 | 0 | 0 | 0 | 0 | 0 | 0 | 0 | 0 | 0 | 0 | 0 | 0.0034247 | [12 empty] | 0.64 | 0 | 1.1 | 0 | 2.9 | 0 | 9.5 | 0.8 | 27 | 0
|  | 2014-03-21 |  |  | 0 | [6 empty] | 2014-05-11 | 0 | 0 | 0 | 0 | 0 | 0 | 0 | 0 | 0 | 0 | 0 | 0 | 0 | 0 | 0 | 0.0034247 | [12 empty] | 1.94 | 0.6 | 0 | 2.3 | 7.1 | 1.1 | 11.5 | 3.4 | 1.9 | 0
|  | 2014-03-22 |  |  | 0 | [6 empty] | 2014-05-12 | 0 | 0 | 0 | 0 | 0 | 0 | 0 | 0 | 0 | 0 | 0 | 0 | 0 | 0 | 0 | 0.0034247 | [12 empty] | 2.4 | 8.8 | 2.9 | 0.6 | 2.8 | 0 | 5.3 | 2.5 | 3.3 | 2.6
|  | 2014-03-23 |  |  | 0 | [6 empty] | 2014-05-13 | 0 | 0 | 0 | 0 | 0 | 0 | 0 | 0 | 0 | 0 | 0 | 0 | 0 | 0 | 0 | 0.0034247 | [12 empty] | 4.66 | 11 | 3.2 | 0.6 | 2 | 2.8 | 10 | 0.9 | 2.7 | 0.6
|  | 2014-03-24 |  |  | 0 | [6 empty] | 2014-05-14 | 0 | 0 | 0 | 0 | 0 | 0 | 0 | 0 | 0 | 0 | 0 | 0 | 0 | 0 | 0 | 0.0034247 | [12 empty] | 4.62 | 8.4 | 3.1 | 1.8 | 0 | 0 | 8.2 | 0 | 3.4 | 30.5
|  | 2014-03-25 |  |  | 0 | [6 empty] | 2014-05-15 | 0 | 0 | 0 | 0 | 0 | 0 | 0 | 0 | 0 | 0 | 0 | 0 | 0 | 0 | 0 | 0.0034247 | [12 empty] | 0.52 | 0.6 | 0.5 | 0.7 | 1 | 0 | 3.5 | 0 | 4.7 | 0.7
|  | 2014-03-26 |  |  | 0 | [6 empty] | 2014-05-16 | 0 | 0 | 0 | 0 | 0 | 0 | 0 | 0 | 0 | 0 | 0 | 0 | 0 | 0 | 0 | 0.0034247 | [12 empty] | 0 | 0 | 0 | 1 | 0 | 0 | 5.1 | 0 | 0.8 | 0
|  | 2014-03-27 |  |  | 0 | [6 empty] | 2014-05-17 | 0 | 0 | 0 | 0 | 0 | 0 | 0 | 0 | 0 | 0 | 0 | 0 | 0 | 0 | 0 | 0.0034247 | [12 empty] | 0.8 | 1.2 | 0.5 | 0 | 0 | 0 | 10.9 | 1 | 1.1 | 0
|  | 2014-03-28 |  |  | 0 | [6 empty] | 2014-05-18 | 0 | 0 | 0 | 0 | 0 | 0 | 0 | 0 | 0 | 0 | 0 | 0 | 0 | 0 | 0 | 0.0034247 | [12 empty] | 0.9 | 0 | 1.1 | 0 | 3.2 | 3.4 | 2.2 | 1.5 | 0.8 | 0.7
|  | 2014-03-29 |  |  | 0 | [6 empty] | 2014-05-19 | 0 | 0 | 0 | 0 | 0 | 0 | 0 | 0 | 0 | 0 | 0 | 0 | 0 | 0 | 0 | 0.0034247 | [12 empty] | 1.24 | 0 | 2.5 | 0.8 | 2.4 | 0 | 2.5 | 0.7 | 0 | 1
|  | 2014-03-30 |  |  | 0 | [6 empty] | 2014-05-20 | 0 | 0 | 0 | 0 | 0 | 0 | 0 | 0 | 0 | 0 | 0 | 0 | 0 | 0 | 0 | 0.0034247 | [12 empty] | 0.96 | 0.9 | 1.1 | 1.3 | 0 | 4.6 | 3.3 | 3.3 | 1.1 | 0.8
|  | 2014-03-31 |  |  | 0 | [6 empty] | 2014-05-21 | 0 | 0 | 0 | 0 | 0 | 0 | 0 | 0 | 0 | 0 | 0 | 0 | 0 | 0 | 0 | 0.0034247 | [12 empty] | 0.64 | 2.4 | 1.7 | 0 | 0.9 | 4 | 9.4 | 1.2 | 0.9 | 0
|  | 2014-04-01 |  |  | 0 | [6 empty] | 2014-05-22 | 0 | 0 | 0 | 0 | 0 | 0 | 0 | 0 | 0 | 0 | 0 | 0 | 0 | 0 | 0 | 0.0034247 | [12 empty] | 1.3 | 1.8 | 2.7 | 0 | 1.2 | 2.4 | 2.2 | 0 | 3 | 0.6
|  | 2014-04-02 |  |  | 0 | [6 empty] | 2014-05-23 | 0 | 0 | 0 | 0 | 0 | 0 | 0 | 0 | 0 | 0 | 0 | 0 | 0 | 0 | 0 | 0.0034247 | [12 empty] | 0 | 7 | 0 | 0 | 1.3 | 0 | 1.3 | 0 | 9 | 2.5
|  | 2014-04-03 |  |  | 0 | [6 empty] | 2014-05-24 | 0 | 0 | 0 | 0 | 0 | 0 | 0 | 0 | 0 | 0 | 0 | 0 | 0 | 0 | 0 | 0.0034247 | [12 empty] | 0 | 2.7 | 3.2 | 0 | 2.2 | 0 | 9 | 0 | 6 | 4.1
|  | 2014-04-04 |  |  | 0 | [6 empty] | 2014-05-25 | 0 | 0 | 0 | 0 | 0 | 0 | 0 | 0 | 0 | 0 | 0 | 0 | 0 | 0 | 0 | 0.0034247 | [12 empty] | 0.5 | 2 | 1.1 | 0 | 1.7 | 0 | 6.1 | 0.5 | 7 | 19.7
|  | 2014-04-05 |  |  | 0 | [6 empty] | 2014-05-26 | 0 | 0 | 0 | 0 | 0 | 0 | 0 | 0 | 0 | 0 | 0 | 0 | 0 | 0 | 0 | 0.0034247 | [12 empty] | 1.72 | 3.8 | 1.6 | 0 | 0 | 0.6 | 2.4 | 5.1 | 6.5 | 27.3
|  | 2014-04-06 |  |  | 0 | [6 empty] | 2014-05-27 | 0 | 0 | 0 | 0 | 0 | 0 | 0 | 0 | 0 | 0 | 0 | 0 | 0 | 0 | 0 | 0.0034247 | [12 empty] | 3.8 | 3.3 | 6.5 | 0 | 1.9 | 0.5 | 3.9 | 3.4 | 2.6 | 0
|  | 2014-04-07 |  |  | 0 | [6 empty] | 2014-05-28 | 0 | 0 | 0 | 0 | 0 | 0 | 0 | 0 | 0 | 0 | 0 | 0 | 0 | 0 | 0 | 0.0034247 | [12 empty] | 0 | 2.2 | 0 | 0 | 1.1 | 0 | 2 | 0 | 10.9 | 3.4
|  | 2014-04-08 |  |  | 0 | [6 empty] | 2014-05-29 | 0 | 0 | 0 | 0 | 0 | 0 | 0 | 0 | 0 | 0 | 0 | 0 | 0 | 0 | 0 | 0.0034247 | [12 empty] | 0 | 0.5 | 0 | 3 | 0 | 0 | 8.3 | 0 | 3.1 | 1.6
|  | 2014-04-09 |  |  | 0 | [6 empty] | 2014-05-30 | 0 | 0 | 0 | 0 | 0 | 0 | 0 | 0 | 0 | 0 | 0 | 0 | 0 | 0 | 0 | 0.0034247 | [12 empty] | 0.5 | 0 | 0 | 0 | 1.9 | 0.6 | 1.3 | 0 | 4.4 | 0.6
|  | 2014-04-10 |  |  | 0 | [6 empty] | 2014-05-31 | 0 | 0 | 0 | 0 | 0 | 0 | 0 | 0 | 0 | 0 | 0 | 0 | 0 | 0 | 0 | 0.0034247 | [12 empty] | 0.54 | 15.5 | 1.6 | 0 | 0.9 | 0.6 | 9.5 | 1.3 | 12.2 | 0
|  | 2014-04-11 |  |  | 0 | [6 empty] | 2014-06-01 | 0 | 0 | 0 | 0 | 0 | 0 | 0 | 0 | 0 | 0 | 0 | 0 | 0 | 0 | 0 | 0.0034247 | [12 empty] | 2.06 | 19.4 | 1.9 | 1.3 | 1.8 | 1.3 | 7 | 0 | 7.3 | 0
|  | 2014-04-12 |  |  | 0 | [6 empty] | 2014-06-02 | 0 | 0 | 0 | 0 | 0 | 0 | 0 | 0 | 0 | 0 | 0 | 0 | 0 | 0 | 0 | 0.0034247 | [12 empty] | 2.22 | 1 | 2.4 | 2.8 | 3.1 | 3.4 | 15.5 | 0 | 4.4 | 0.6
|  | 2014-04-13 |  |  | 0 | [6 empty] | 2014-06-03 | 0 | 0 | 0 | 0 | 0 | 0 | 0 | 0 | 0 | 0 | 0 | 0 | 0 | 0 | 0 | 0.0034247 | [12 empty] | 2.7 | 1 | 0.7 | 1.7 | 3.6 | 0.5 | 2.6 | 0.6 | 3.1 | 0
|  | 2014-04-14 |  |  | 0 | [6 empty] | 2014-06-04 | 0 | 0 | 0 | 0 | 0 | 0 | 0 | 0 | 0 | 0 | 0 | 0 | 0 | 0 | 0 | 0.0034247 | [12 empty] | 2.66 | 3.5 | 1.8 | 1.3 | 1.8 | 0 | 2.3 | 0.8 | 5 | 1.3
|  | 2014-04-15 |  |  | 0 | [6 empty] | 2014-06-05 | 0 | 0 | 0 | 0 | 0 | 0 | 0 | 0 | 0 | 0 | 0 | 0 | 0 | 0 | 0 | 0.0034247 | [12 empty] | 3.18 | 2.1 | 2 | 1.4 | 0 | 0 | 0.6 | 2.1 | 3.1 | 0
|  | 2014-04-16 |  |  | 0 | [6 empty] | 2014-06-06 | 0 | 0 | 0 | 0 | 0 | 0 | 0 | 0 | 0 | 0 | 0 | 0 | 0 | 0 | 0 | 0.0034247 | [12 empty] | 1.92 | 1.2 | 0.6 | 0 | 0 | 1 | 0 | 1.4 | 10.3 | 0
|  | 2014-04-17 |  |  | 0 | [6 empty] | 2014-06-07 | 0 | 0 | 0 | 0 | 0 | 0 | 0 | 0 | 0 | 0 | 0 | 0 | 0 | 0 | 0 | 0.0034247 | [12 empty] | 0 | 1.5 | 1.8 | 0 | 0 | 6.3 | 1.1 | 0 | 2.5 | 0
|  | 2014-04-18 |  |  | 0 | [6 empty] | 2014-06-08 | 0 | 0 | 0 | 0 | 0 | 0 | 0 | 0 | 0 | 0 | 0 | 0 | 0 | 0 | 0 | 0.0034247 | [12 empty] | 0 | 11.4 | 0.8 | 0 | 3 | 1.2 | 3.3 | 1 | 4.4 | 1.3
|  | 2014-04-19 |  |  | 0 | [6 empty] | 2014-06-09 | 0 | 0 | 0 | 0 | 0 | 0 | 0 | 0 | 0 | 0 | 0 | 0 | 0 | 0 | 0 | 0.0034247 | [12 empty] | 0 | 1.2 | 0 | 0 | 6.1 | 0 | 2.8 | 0 | 4.3 | 0
|  | 2014-04-20 |  |  | 0 | [6 empty] | 2014-06-10 | 0 | 0 | 0 | 0 | 0 | 0 | 0 | 0 | 0 | 0 | 0 | 0 | 0 | 0 | 0 | 0.0034247 | [12 empty] | 1.72 | 2.7 | 0 | 2.5 | 3.7 | 0 | 2.1 | 0 | 4.7 | 0
|  | 2014-04-21 |  |  | 0 | [6 empty] | 2014-06-11 | 0 | 0 | 0 | 0 | 0 | 0 | 0 | 0 | 0 | 0 | 0 | 0 | 0 | 0 | 0 | 0.0034247 | [12 empty] | 1.72 | 4.7 | 1.6 | 0 | 2.3 | 0 | 0.6 | 2 | 2.6 | 1.3
|  | 2014-04-22 |  |  | 0 | [6 empty] | 2014-06-12 | 0 | 0 | 0 | 0 | 0 | 0 | 0 | 0 | 0 | 0 | 0 | 0 | 0 | 0 | 0 | 0.0034247 | [12 empty] | 4.78 | 3.9 | 0 | 0 | 0.8 | 1.5 | 0.6 | 2.1 | 2.1 | 0
|  | 2014-04-23 |  |  | 0 | [6 empty] | 2014-06-13 | 0 | 0 | 0 | 0 | 0 | 0 | 0 | 0 | 0 | 0 | 0 | 0 | 0 | 0 | 0 | 0.0034247 | [12 empty] | 3.04 | 7.3 | 3.7 | 0 | 0.6 | 0.6 | 3.2 | 0 | 3.1 | 1.2
|  | 2014-04-24 |  |  | 0 | [6 empty] | 2014-06-14 | 0 | 0 | 0 | 0 | 0 | 0 | 0 | 0 | 0 | 0 | 0 | 0 | 0 | 0 | 0 | 0.0034247 | [12 empty] | 6.2 | 3.2 | 2.9 | 0.7 | 3.9 | 0 | 1.1 | 0 | 4.4 | 1.5
|  | 2014-04-25 |  |  | 0 | [6 empty] | 2014-06-15 | 0 | 0 | 0 | 0 | 0 | 0 | 0 | 0 | 0 | 0 | 0 | 0 | 0 | 0 | 0 | 0.0034247 | [12 empty] | 4.2 | 0 | 0 | 2.1 | 2.3 | 0.5 | 0 | 0 | 8.5 | 1
|  | 2014-04-26 |  |  | 0 | [6 empty] | 2014-06-16 | 0 | 0 | 0 | 0 | 0 | 0 | 0 | 0 | 0 | 0 | 0 | 0 | 0 | 0 | 0 | 0.0034247 | [12 empty] | 1.76 | 0 | 1.1 | 0 | 1.3 | 2.1 | 4.8 | 0 | 5.2 | 1.8
|  | 2014-04-27 |  |  | 0 | [6 empty] | 2014-06-17 | 0 | 0 | 0 | 0 | 0 | 0 | 0 | 0 | 0 | 0 | 0 | 0 | 0 | 0 | 0 | 0.0034247 | [12 empty] | 0 | 1.5 | 5.6 | 0.5 | 0.6 | 0.8 | 1 | 0 | 9.8 | 1.9
|  | 2014-04-28 |  |  | 0 | [6 empty] | 2014-06-18 | 0 | 0 | 0 | 0 | 0 | 0 | 0 | 0 | 0 | 0 | 0 | 0 | 0 | 0 | 0 | 0.0034247 | [12 empty] | 2.36 | 8 | 6.1 | 0 | 0 | 0.6 | 0 | 0.9 | 5.3 | 1.7
|  | 2014-04-29 |  |  | 0 | [6 empty] | 2014-06-19 | 0 | 0 | 0 | 0 | 0 | 0 | 0 | 0 | 0 | 0 | 0 | 0 | 0 | 0 | 0 | 0.0034247 | [12 empty] | 0.52 | 1 | 1.4 | 0 | 0.5 | 0 | 0 | 0 | 2.8 | 0.7
|  | 2014-04-30 |  |  | 0 | [6 empty] | 2014-06-20 | 0 | 0 | 0 | 0 | 0 | 0 | 0 | 0 | 0 | 0 | 0 | 0 | 0 | 0 | 0 | 0.0034247 | [12 empty] | 0.58 | 3.5 | 2.3 | 0 | 0 | 1.2 | 0 | 0.6 | 8.9 | 0.7
|  | 2014-05-01 |  |  | 0 | [6 empty] | 2014-06-21 | 0 | 0 | 0 | 0 | 0 | 0 | 0 | 0 | 0 | 0 | 0 | 0 | 0 | 0 | 0 | 0.0034247 | [12 empty] | 2.46 | 4.4 | 2 | 2.4 | 0.9 | 1.2 | 1.1 | 0 | 7.5 | 1.2
|  | 2014-05-02 |  |  | 0 | [6 empty] | 2014-06-22 | 0 | 0 | 0 | 0 | 0 | 0 | 0 | 0 | 0 | 0 | 0 | 0 | 0 | 0 | 0 | 0.0034247 | [12 empty] | 1.14 | 6.1 | 1.8 | 0 | 0 | 3.9 | 0 | 0 | 9.7 | 0
|  | 2014-05-03 |  |  | 0 | [6 empty] | 2014-06-23 | 0 | 0 | 0 | 0 | 0 | 0 | 0 | 0 | 0 | 0 | 0 | 0 | 0 | 0 | 0 | 0.0034247 | [12 empty] | 1.36 | 4.5 | 3.6 | 1 | 0.8 | 1.3 | 0.5 | 0 | 2.3 | 0
|  | 2014-05-04 |  |  | 0 | [6 empty] | 2014-06-24 | 0 | 0 | 0 | 0 | 0 | 0 | 0 | 0 | 0 | 0 | 0 | 0 | 0 | 0 | 0 | 0.0034247 | [12 empty] | 0 | 2.5 | 3.7 | 1.4 | 1.3 | 0 | 0 | 0 | 1.9 | 0
|  | 2014-05-05 |  |  | 0 | [6 empty] | 2014-06-25 | 0 | 0 | 0 | 0 | 0 | 0 | 0 | 0 | 0 | 0 | 0 | 0 | 0 | 0 | 0 | 0.0034247 | [12 empty] | 1.32 | 5.9 | 6.6 | 0 | 1 | 0 | 2.8 | 2.5 | 7.1 | 6.9
|  | 2014-05-06 |  |  | 0 | [6 empty] | 2014-06-26 | 0 | 0 | 0 | 0 | 0 | 0 | 0 | 0 | 0 | 0 | 0 | 0 | 0 | 0 | 0 | 0.0034247 | [12 empty] | 1.7 | 17.9 | 2.1 | 0 | 1.1 | 5.3 | 0 | 3.7 | 5.4 | 0
|  | 2014-05-07 |  |  | 0 | [6 empty] | 2014-06-27 | 0 | 0 | 0 | 0 | 0 | 0 | 0 | 0 | 0 | 0 | 0 | 0 | 0 | 0 | 0 | 0.0034247 | [12 empty] | 1.88 | 5.1 | 1.2 | 0 | 1.9 | 0.9 | 1.1 | 0 | 0.9 | 1
|  | 2014-05-08 |  |  | 0 | [6 empty] | 2014-06-28 | 0 | 0 | 0 | 0 | 0 | 0 | 0 | 0 | 0 | 0 | 0 | 0 | 0 | 0 | 0 | 0.0034247 | [12 empty] | 0.6 | 3.7 | 0.9 | 0 | 0 | 1.4 | 0 | 0.7 | 6.7 | 1.2
|  | 2014-05-09 |  |  | 0 | [6 empty] | 2014-06-29 | 0 | 0 | 0 | 0 | 0 | 0 | 0 | 0 | 0 | 0 | 0 | 0 | 0 | 0 | 0 | 0.0034247 | [12 empty] | 0 | 5.9 | 0.8 | 1.4 | 0 | 5.1 | 0 | 0 | 4.8 | 0
|  | 2014-05-10 |  |  | 0 | [6 empty] | 2014-06-30 | 0 | 0 | 0 | 0 | 0 | 0 | 0 | 0 | 0 | 0 | 0 | 0 | 0 | 0 | 0 | 0.0034247 | [12 empty] | 1.12 | 1.9 | 1.9 | 0 | 0.9 | 0.8 | 0 | 0 | 4.9 | 0
|  | 2014-05-11 |  |  | 0 | [6 empty] | 2014-07-01 | 0 | 0 | 0 | 0 | 0 | 0 | 0 | 0 | 0 | 0 | 0 | 0 | 0 | 0 | 0 | 0.0034247 | [12 empty] | 0 | 8.6 | 0.9 | 0 | 0 | 4.7 | 0 | 0 | 2 | 0
|  | 2014-05-12 |  |  | 0 | [6 empty] | 2014-07-02 | 0 | 0 | 0 | 0 | 0 | 0 | 0 | 0 | 0 | 0 | 0 | 0 | 0 | 0 | 0 | 0.0034247 | [12 empty] | 0 | 3.6 | 0.9 | 2.3 | 0 | 5.1 | 0 | 0 | 2.3 | 0
|  | 2014-05-13 |  |  | 0 | [6 empty] | 2014-07-03 | 0 | 0 | 0 | 0 | 0 | 0 | 0 | 0 | 0 | 0 | 0 | 0 | 0 | 0 | 0 | 0.0034247 | [12 empty] | 0 | 3.9 | 0.9 | 1 | 0 | 4.1 | 0 | 0 | 3.6 | 0
|  | 2014-05-14 |  |  | 0 | [6 empty] | 2014-07-04 | 0 | 0 | 0 | 0 | 0 | 0 | 0 | 0 | 0 | 0 | 0 | 0 | 0 | 0 | 0 | 0.0034247 | [12 empty] | 0 | 7.2 | 1.9 | 0.9 | 1 | 1.4 | 0 | 1.2 | 4.3 | 0.6
|  | 2014-05-15 |  |  | 0 | [6 empty] | 2014-07-05 | 0 | 0 | 0 | 0 | 0 | 0 | 0 | 0 | 0 | 0 | 0 | 0 | 0 | 0 | 0 | 0.0034247 | [12 empty] | 1.8 | 9 | 2.1 | 0.7 | 0 | 2.1 | 1 | 0.8 | 1.3 | 5
|  | 2014-05-16 |  |  | 0 | [6 empty] | 2014-07-06 | 0 | 0 | 0 | 0 | 0 | 0 | 0 | 0 | 0 | 0 | 0 | 0 | 0 | 0 | 0 | 0.0034247 | [12 empty] | 1.64 | 6.8 | 6.1 | 1.4 | 0.8 | 5.1 | 0 | 1.3 | 7.7 | 4
|  | 2014-05-17 |  |  | 0 | [6 empty] | 2014-07-07 | 0 | 0 | 0 | 0 | 0 | 0 | 0 | 0 | 0 | 0 | 0 | 0 | 0 | 0 | 0 | 0.0034247 | [12 empty] | 0 | 8.7 | 4.1 | 1.9 | 2.6 | 2.9 | 2.1 | 1.2 | 2.8 | 0.7
|  | 2014-05-18 |  |  | 0 | [6 empty] | 2014-07-08 | 0 | 0 | 0 | 0 | 0 | 0 | 0 | 0 | 0 | 0 | 0 | 0 | 0 | 0 | 0 | 0.0034247 | [12 empty] | 1.78 | 6.2 | 0.7 | 4.2 | 0.8 | 1.5 | 0 | 0.7 | 2 | 0
|  | 2014-05-19 |  |  | 0 | [6 empty] | 2014-07-09 | 0 | 0 | 0 | 0 | 0 | 0 | 0 | 0 | 0 | 0 | 0 | 0 | 0 | 0 | 0 | 0.0034247 | [12 empty] | 1 | 15.5 | 0 | 2.2 | 0 | 8.7 | 0 | 1.7 | 5.2 | 0
|  | 2014-05-20 |  |  | 0 | [6 empty] | 2014-07-10 | 0 | 0 | 0 | 0 | 0 | 0 | 0 | 0 | 0 | 0 | 0 | 0 | 0 | 0 | 0 | 0.0034247 | [12 empty] | 3.84 | 4.4 | 0 | 2.4 | 0.7 | 1 | 0 | 0 | 3.1 | 0
|  | 2014-05-21 |  |  | 0 | [6 empty] | 2014-07-11 | 0 | 0 | 0 | 0 | 0 | 0 | 0 | 0 | 0 | 0 | 0 | 0 | 0 | 0 | 0 | 0.0034247 | [12 empty] | 2.76 | 1.1 | 1.7 | 1 | 3.6 | 3.4 | 1.1 | 0.6 | 3.3 | 0
|  | 2014-05-22 |  |  | 0 | [6 empty] | 2014-07-12 | 0 | 0 | 0 | 0 | 0 | 0 | 0 | 0 | 0 | 0 | 0 | 0 | 0 | 0 | 0 | 0.0034247 | [12 empty] | 1.9 | 0.7 | 1.2 | 0 | 4.2 | 1.9 | 0.7 | 0 | 0 | 0
|  | 2014-05-23 |  |  | 0 | [6 empty] | 2014-07-13 | 0 | 0 | 0 | 0 | 0 | 0 | 0 | 0 | 0 | 0 | 0 | 0 | 0 | 0 | 0 | 0.0034247 | [12 empty] | 0.78 | 0.8 | 1.3 | 0 | 1.4 | 5 | 9 | 0 | 0 | 0
|  | 2014-05-24 |  |  | 0 | [6 empty] | 2014-07-14 | 0 | 0 | 0 | 0 | 0 | 0 | 0 | 0 | 0 | 0 | 0 | 0 | 0 | 0 | 0 | 0.0034247 | [12 empty] | 0.74 | 1.6 | 0 | 4.2 | 0 | 2.1 | 1.6 | 0 | 0.5 | 0
|  | 2014-05-25 |  |  | 0 | [6 empty] | 2014-07-15 | 0 | 0 | 0 | 0 | 0 | 0 | 0 | 0 | 0 | 0 | 0 | 0 | 0 | 0 | 0 | 0.0034247 | [12 empty] | 2.36 | 4.2 | 0 | 0.9 | 3 | 0.7 | 0 | 0.5 | 0.8 | 0
|  | 2014-05-26 |  |  | 0 | [6 empty] | 2014-07-16 | 0 | 0 | 0 | 0 | 0 | 0 | 0 | 0 | 0 | 0 | 0 | 0 | 0 | 0 | 0 | 0.0034247 | [12 empty] | 0 | 7.1 | 0.9 | 1.7 | 0 | 3 | 0 | 0.5 | 0.5 | 0
|  | 2014-05-27 |  |  | 0 | [6 empty] | 2014-07-17 | 0 | 0 | 0 | 0 | 0 | 0 | 0 | 0 | 0 | 0 | 0 | 0 | 0 | 0 | 0 | 0.0034247 | [12 empty] | 0.68 | 1.5 | 0 | 1.5 | 1 | 1.9 | 1.6 | 0 | 0 | 1.9
|  | 2014-05-28 |  |  | 0 | [6 empty] | 2014-07-18 | 0 | 0 | 0 | 0 | 0 | 0 | 0 | 0 | 0 | 0 | 0 | 0 | 0 | 0 | 0 | 0.0034247 | [12 empty] | 1.68 | 0 | 0 | 1.7 | 1.1 | 4 | 0 | 0 | 0.8 | 0
|  | 2014-05-29 |  |  | 0 | [6 empty] | 2014-07-19 | 0 | 0 | 0 | 0 | 0 | 0 | 0 | 0 | 0 | 0 | 0 | 0 | 0 | 0 | 0 | 0.0034247 | [12 empty] | 1.58 | 10.4 | 2.4 | 1.8 | 0 | 0.7 | 0 | 0 | 1.4 | 0
|  | 2014-05-30 |  |  | 0 | [6 empty] | 2014-07-20 | 0 | 0 | 0 | 0 | 0 | 0 | 0 | 0 | 0 | 0 | 0 | 0 | 0 | 0 | 0 | 0.0034247 | [12 empty] | 2.32 | 2.1 | 1.1 | 0.8 | 0.8 | 1.5 | 0.9 | 0 | 4.2 | 0
|  | 2014-05-31 |  |  | 0 | [6 empty] | 2014-07-21 | 0 | 0 | 0 | 0 | 0 | 0 | 0 | 0 | 0 | 0 | 0 | 0 | 0 | 0 | 0 | 0.0034247 | [12 empty] | 2.9 | 0 | 1.4 | 0.9 | 1.9 | 3.4 | 0 | 2.1 | 2.1 | 0
|  | 2014-06-01 |  |  | 0 | [6 empty] | 2014-07-22 | 0 | 0 | 0 | 0 | 0 | 0 | 0 | 0 | 0 | 0 | 0 | 0 | 0 | 0 | 0 | 0.0034247 | [12 empty] | 3.18 | 0.6 | 0 | 0 | 0 | 4.4 | 0 | 0 | 6.9 | 0
|  | 2014-06-02 |  |  | 0 | [6 empty] | 2014-07-23 | 0 | 0 | 0 | 0 | 0 | 0 | 0 | 0 | 0 | 0 | 0 | 0 | 0 | 0 | 0 | 0.0034247 | [12 empty] | 0.6 | 3.1 | 0 | 0 | 0.6 | 3.3 | 0 | 2.9 | 3.7 | 0
|  | 2014-06-03 |  |  | 0 | [6 empty] | 2014-07-24 | 0 | 0 | 0 | 0 | 0 | 0 | 0 | 0 | 0 | 0 | 0 | 0 | 0 | 0 | 0 | 0.0034247 | [12 empty] | 0.64 | 4.4 | 2.8 | 1.2 | 0.6 | 2.9 | 5.3 | 1.4 | 1.9 | 0
|  | 2014-06-04 |  |  | 0 | [6 empty] | 2014-07-25 | 0 | 0 | 0 | 0 | 0 | 0 | 0 | 0 | 0 | 0 | 0 | 0 | 0 | 0 | 0 | 0.0034247 | [12 empty] | 0 | 2.2 | 5.3 | 1 | 0 | 7.2 | 0 | 1.1 | 5 | 0
|  | 2014-06-05 |  |  | 0 | [6 empty] | 2014-07-26 | 0 | 0 | 0 | 0 | 0 | 0 | 0 | 0 | 0 | 0 | 0 | 0 | 0 | 0 | 0 | 0.0034247 | [12 empty] | 0 | 0.9 | 1.2 | 2.5 | 1.5 | 4.3 | 0 | 0 | 0 | 0
|  | 2014-06-06 |  |  | 0 | [6 empty] | 2014-07-27 | 0 | 0 | 0 | 0 | 0 | 0 | 0 | 0 | 0 | 0 | 0 | 0 | 0 | 0 | 0 | 0.0034247 | [12 empty] | 1.08 | 0 | 2 | 5.7 | 0.7 | 3.3 | 0 | 0.6 | 2.1 | 0
|  | 2014-06-07 |  |  | 0 | [6 empty] | 2014-07-28 | 0 | 0 | 0 | 0 | 0 | 0 | 0 | 0 | 0 | 0 | 0 | 0 | 0 | 0 | 0 | 0.0034247 | [12 empty] | 3.94 | 0 | 0 | 3.9 | 3 | 5.5 | 0 | 2.3 | 0.9 | 0.7
|  | 2014-06-08 |  |  | 0 | [6 empty] | 2014-07-29 | 0 | 0 | 0 | 0 | 0 | 0 | 0 | 0 | 0 | 0 | 0 | 0 | 0 | 0 | 0 | 0.0034247 | [12 empty] | 0 | 0.9 | 0.7 | 2 | 1.1 | 6.8 | 0 | 6.3 | 1.2 | 2.2
|  | 2014-06-09 |  |  | 0 | [6 empty] | 2014-07-30 | 0 | 0 | 0 | 0 | 0 | 0 | 0 | 0 | 0 | 0 | 0 | 0 | 0 | 0 | 0 | 0.0034247 | [12 empty] | 1.76 | 0 | 1.5 | 0 | 2.8 | 5 | 0 | 0 | 0.6 | 0
|  | 2014-06-10 |  |  | 0 | [6 empty] | 2014-07-31 | 0 | 0 | 0 | 0 | 0 | 0 | 0 | 0 | 0 | 0 | 0 | 0 | 0 | 0 | 0 | 0.0034247 | [12 empty] | 0 | 3.3 | 0.6 | 2.3 | 2.7 | 9.1 | 0 | 1.6 | 2.4 | 1
|  | 2014-06-11 |  |  | 0 | [6 empty] | 2014-08-01 | 0 | 0 | 0 | 0 | 0 | 0 | 0 | 0 | 0 | 0 | 0 | 0 | 0 | 0 | 0 | 0.0034247 | [12 empty] | 6.8 | 1.3 | 0.6 | 3 | 1.4 | 7.3 | 0 | 3.3 | 6.5 | 2.3
|  | 2014-06-12 |  |  | 0 | [6 empty] | 2014-08-02 | 0 | 0 | 0 | 0 | 0 | 0 | 0 | 0 | 0 | 0 | 0 | 0 | 0 | 0 | 0 | 0.0034247 | [12 empty] | 0.52 | 8.1 | 2.3 | 1.4 | 0.9 | 4.7 | 0 | 4.2 | 2.7 | 0
|  | 2014-06-13 |  |  | 0 | [6 empty] | 2014-08-03 | 0 | 0 | 0 | 0 | 0 | 0 | 0 | 0 | 0 | 0 | 0 | 0 | 0 | 0 | 0 | 0.0034247 | [12 empty] | 0.76 | 3.4 | 0 | 2.3 | 0 | 3.9 | 0 | 2.6 | 0 | 0
|  | 2014-06-14 |  |  | 0 | [6 empty] | 2014-08-04 | 0 | 0 | 0 | 0 | 0 | 0 | 0 | 0 | 0 | 0 | 0 | 0 | 0 | 0 | 0 | 0.0034247 | [12 empty] | 1.48 | 2.8 | 0 | 1.6 | 1.8 | 2.6 | 0 | 2.8 | 0 | 0
|  | 2014-06-15 |  |  | 0 | [6 empty] | 2014-08-05 | 0 | 0 | 0 | 0 | 0 | 0 | 0 | 0 | 0 | 0 | 0 | 0 | 0 | 0 | 0 | 0.0034247 | [12 empty] | 1.46 | 3.6 | 1.2 | 4.4 | 1 | 3.9 | 0 | 0.6 | 1.8 | 1
|  | 2014-06-16 |  |  | 0 | [6 empty] | 2014-08-06 | 0 | 0 | 0 | 0 | 0 | 0 | 0 | 0 | 0 | 0 | 0 | 0 | 0 | 0 | 0 | 0.0034247 | [12 empty] | 2.14 | 1.3 | 0 | 1.8 | 0.6 | 2.2 | 0 | 1.3 | 2.3 | 0
|  | 2014-06-17 |  |  | 0 | [6 empty] | 2014-08-07 | 0 | 0 | 0 | 0 | 0 | 0 | 0 | 0 | 0 | 0 | 0 | 0 | 0 | 0 | 0 | 0.0034247 | [12 empty] | 0 | 0 | 2.3 | 0 | 1.4 | 2 | 0 | 0 | 0 | 0
|  | 2014-06-18 |  |  | 0 | [6 empty] | 2014-08-08 | 0 | 0 | 0 | 0 | 0 | 0 | 0 | 0 | 0 | 0 | 0 | 0 | 0 | 0 | 0 | 0.0034247 | [12 empty] | 0 | 4.7 | 0 | 1.1 | 0 | 4.1 | 0 | 0 | 0 | 0
|  | 2014-06-19 |  |  | 0 | [6 empty] | 2014-08-09 | 0 | 0 | 0 | 0 | 0 | 0 | 0 | 0 | 0 | 0 | 0 | 0 | 0 | 0 | 0 | 0.0034247 | [12 empty] | 1.58 | 2.9 | 0 | 2.9 | 0.7 | 2.6 | 0 | 0.9 | 1 | 0
|  | 2014-06-20 |  |  | 0 | [6 empty] | 2014-08-10 | 0 | 0 | 0 | 0 | 0 | 0 | 0 | 0 | 0 | 0 | 0 | 0 | 0 | 0 | 0 | 0.0034247 | [12 empty] | 0.64 | 0.7 | 1 | 3.2 | 0 | 2 | 0 | 0.7 | 1 | 0
|  | 2014-06-21 |  |  | 0 | [6 empty] | 2014-08-11 | 0 | 0 | 0 | 0 | 0 | 0 | 0 | 0 | 0 | 0 | 0 | 0 | 0 | 0 | 0 | 0.0034247 | [12 empty] | 2.84 | 0.6 | 1.7 | 7 | 0 | 0.6 | 0 | 1 | 0.7 | 0
|  | 2014-06-22 |  |  | 0 | [6 empty] | 2014-08-12 | 0 | 0 | 0 | 0 | 0 | 0 | 0 | 0 | 0 | 0 | 0 | 0 | 0 | 0 | 0 | 0.0034247 | [12 empty] | 2.5 | 0.7 | 2 | 2.8 | 7.1 | 1.3 | 0 | 1.2 | 1.7 | 0
|  | 2014-06-23 |  |  | 0 | [6 empty] | 2014-08-13 | 0 | 0 | 0 | 0 | 0 | 0 | 0 | 0 | 0 | 0 | 0 | 0 | 0 | 0 | 0 | 0.0034247 | [12 empty] | 0.66 | 5.3 | 0 | 1.4 | 0.7 | 6.5 | 0 | 4.5 | 0 | 0
|  | 2014-06-24 |  |  | 0 | [6 empty] | 2014-08-14 | 0 | 0 | 0 | 0 | 0 | 0 | 0 | 0 | 0 | 0 | 0 | 0 | 0 | 0 | 0 | 0.0034247 | [12 empty] | 0.74 | 2.1 | 2.1 | 1.3 | 1.9 | 4.1 | 0 | 4.9 | 0.8 | 0
|  | 2014-06-25 |  |  | 0 | [6 empty] | 2014-08-15 | 0 | 0 | 0 | 0 | 0 | 0 | 0 | 0 | 0 | 0 | 0 | 0 | 0 | 0 | 0 | 0.0034247 | [12 empty] | 0.88 | 4.4 | 0 | 1 | 5.7 | 3.8 | 0 | 0 | 0.8 | 0.5
|  | 2014-06-26 |  |  | 0 | [6 empty] | 2014-08-16 | 0 | 0 | 0 | 0 | 0 | 0 | 0 | 0 | 0 | 0 | 0 | 0 | 0 | 0 | 0 | 0.0034247 | [12 empty] | 0.78 | 5.9 | 1 | 0.6 | 2.4 | 3.3 | 0 | 0 | 0.5 | 0
|  | 2014-06-27 |  |  | 0 | [6 empty] | 2014-08-17 | 0 | 0 | 0 | 0 | 0 | 0 | 0 | 0 | 0 | 0 | 0 | 0 | 0 | 0 | 0 | 0.0034247 | [12 empty] | 0.94 | 5.1 | 0.9 | 4.1 | 0 | 3.3 | 0 | 2.4 | 0 | 0
|  | 2014-06-28 |  |  | 0 | [6 empty] | 2014-08-18 | 0 | 0 | 0 | 0 | 0 | 0 | 0 | 0 | 0 | 0 | 0 | 0 | 0 | 0 | 0 | 0.0034247 | [12 empty] | 2.34 | 0 | 2.7 | 2.3 | 1.4 | 3.8 | 0 | 5.6 | 0 | 0
|  | 2014-06-29 |  |  | 0 | [6 empty] | 2014-08-19 | 0 | 0 | 0 | 0 | 0 | 0 | 0 | 0 | 0 | 0 | 0 | 0 | 0 | 0 | 0 | 0.0034247 | [12 empty] | 1.42 | 1.9 | 4.6 | 2.2 | 1.8 | 5.2 | 0 | 1.7 | 1.6 | 0
|  | 2014-06-30 |  |  | 0 | [6 empty] | 2014-08-20 | 0 | 0 | 0 | 0 | 0 | 0 | 0 | 0 | 0 | 0 | 0 | 0 | 0 | 0 | 0 | 0.0034247 | [12 empty] | 1.22 | 3.9 | 7.8 | 2.9 | 4.4 | 3.3 | 0 | 1.2 | 4 | 0
|  | 2014-07-01 |  |  | 0 | [6 empty] | 2014-08-21 | 0 | 0 | 0 | 0 | 0 | 0 | 0 | 0 | 0 | 0 | 0 | 0 | 0 | 0 | 0 | 0.0034247 | [12 empty] | 1.24 | 10.5 | 0.6 | 0 | 0.9 | 2.6 | 0 | 3.1 | 0.6 | 0
|  | 2014-07-02 |  |  | 0 | [6 empty] | 2014-08-22 | 0 | 0 | 0 | 0 | 0 | 0 | 0 | 0 | 0 | 0 | 0 | 0 | 0 | 0 | 0 | 0.0034247 | [12 empty] | 0.98 | 6.6 | 4.5 | 1.5 | 3.6 | 3.9 | 0 | 0 | 0 | 0
|  | 2014-07-03 |  |  | 0 | [6 empty] | 2014-08-23 | 0 | 0 | 0 | 0 | 0 | 0 | 0 | 0 | 0 | 0 | 0 | 0 | 0 | 0 | 0 | 0.0034247 | [12 empty] | 1.7 | 4.3 | 0 | 1.1 | 1.4 | 9 | 0 | 0 | 2.9 | 0
|  | 2014-07-04 |  |  | 0 | [6 empty] | 2014-08-24 | 0 | 0 | 0 | 0 | 0 | 0 | 0 | 0 | 0 | 0 | 0 | 0 | 0 | 0 | 0 | 0.0034247 | [12 empty] | 0.76 | 0 | 0 | 0.5 | 0 | 5.3 | 0 | 0 | 1.7 | 0
|  | 2014-07-05 |  |  | 0 | [6 empty] | 2014-08-25 | 0 | 0 | 0 | 0 | 0 | 0 | 0 | 0 | 0 | 0 | 0 | 0 | 0 | 0 | 0 | 0.0034247 | [12 empty] | 0.52 | 3.4 | 0.7 | 2.3 | 0 | 9.6 | 0 | 0 | 0 | 0.6
|  | 2014-07-06 |  |  | 0 | [6 empty] | 2014-08-26 | 0 | 0 | 0 | 0 | 0 | 0 | 0 | 0 | 0 | 0 | 0 | 0 | 0 | 0 | 0 | 0.0034247 | [12 empty] | 0.8 | 4.2 | 0 | 3.2 | 2.7 | 5.5 | 0 | 3 | 1 | 0.6
|  | 2014-07-07 |  |  | 0 | [6 empty] | 2014-08-27 | 0 | 0 | 0 | 0 | 0 | 0 | 0 | 0 | 0 | 0 | 0 | 0 | 0 | 0 | 0 | 0.0034247 | [12 empty] | 1.26 | 1.4 | 0 | 0.9 | 1.1 | 5.3 | 0 | 0 | 0 | 0
|  | 2014-07-08 |  |  | 0 | [6 empty] | 2014-08-28 | 0 | 0 | 0 | 0 | 0 | 0 | 0 | 0 | 0 | 0 | 0 | 0 | 0 | 0 | 0 | 0.0034247 | [12 empty] | 1.2 | 0 | 0 | 1 | 0.9 | 3 | 0 | 2.2 | 0 | 0
|  | 2014-07-09 |  |  | 0 | [6 empty] | 2014-08-29 | 0 | 0 | 0 | 0 | 0 | 0 | 0 | 0 | 0 | 0 | 0 | 0 | 0 | 0 | 0 | 0.0034247 | [12 empty] | 0.72 | 0 | 0 | 3.4 | 2.5 | 5.3 | 0 | 5.3 | 1.2 | 0
|  | 2014-07-10 |  |  | 0 | [6 empty] | 2014-08-30 | 0 | 0 | 0 | 0 | 0 | 0 | 0 | 0 | 0 | 0 | 0 | 0 | 0 | 0 | 0 | 0.0034247 | [12 empty] | 1.5 | 1.7 | 0.7 | 1 | 3.1 | 3.8 | 0 | 0.5 | 2.7 | 0
|  | 2014-07-11 |  |  | 0 | [6 empty] | 2014-08-31 | 0 | 0 | 0 | 0 | 0 | 0 | 0 | 0 | 0 | 0 | 0 | 0 | 0 | 0 | 0 | 0.0034247 | [12 empty] | 0.92 | 3.2 | 0 | 0 | 1.3 | 2.3 | 0 | 0 | 1.4 | 0
|  | 2014-07-12 |  |  | 0 | [6 empty] | 2014-09-01 | 0 | 0 | 0 | 0 | 0 | 0 | 0 | 0 | 0 | 0 | 0 | 0 | 0 | 0 | 0 | 0.0034247 | [12 empty] | 0.72 | 7.2 | 1 | 1.8 | 1.4 | 5.3 | 0 | 1.6 | 2.3 | 0.7
|  | 2014-07-13 |  |  | 0 | [6 empty] | 2014-09-02 | 0 | 0 | 0 | 0 | 0 | 0 | 0 | 0 | 0 | 0 | 0 | 0 | 0 | 0 | 0 | 0.0034247 | [12 empty] | 1.28 | 1.4 | 2 | 1.4 | 0 | 3 | 0 | 0.5 | 0 | 0
|  | 2014-07-14 |  |  | 0 | [6 empty] | 2014-09-03 | 0 | 0 | 0 | 0 | 0 | 0 | 0 | 0 | 0 | 0 | 0 | 0 | 0 | 0 | 0 | 0.0034247 | [12 empty] | 0.92 | 9.3 | 0 | 1.8 | 0 | 7.7 | 0 | 0 | 0 | 0
|  | 2014-07-15 |  |  | 0 | [6 empty] | 2014-09-04 | 0 | 0 | 0 | 0 | 0 | 0 | 0 | 0 | 0 | 0 | 0 | 0 | 0 | 0 | 0 | 0.0034247 | [12 empty] | 1 | 0.9 | 0 | 1.1 | 1.2 | 2.3 | 0 | 1.1 | 0 | 0
|  | 2014-07-16 |  |  | 0 | [6 empty] | 2014-09-05 | 0 | 0 | 0 | 0 | 0 | 0 | 0 | 0 | 0 | 0 | 0 | 0 | 0 | 0 | 0 | 0.0034247 | [12 empty] | 1.9 | 1.3 | 0 | 0.8 | 0.9 | 2.3 | 0 | 0.7 | 0 | 0
|  | 2014-07-17 |  |  | 0 | [6 empty] | 2014-09-06 | 0 | 0 | 0 | 0 | 0 | 0 | 0 | 0 | 0 | 0 | 0 | 0 | 0 | 0 | 0 | 0.0034247 | [12 empty] | 0 | 0 | 0 | 1.2 | 1 | 1.4 | 1.9 | 0 | 0 | 0
|  | 2014-07-18 |  |  | 0 | [6 empty] | 2014-09-07 | 0 | 0 | 0 | 0 | 0 | 0 | 0 | 0 | 0 | 0 | 0 | 0 | 0 | 0 | 0 | 0.0034247 | [12 empty] | 2.16 | 0 | 0 | 1 | 1 | 3.1 | 0.7 | 0 | 0 | 0
|  | 2014-07-19 |  |  | 0 | [6 empty] | 2014-09-08 | 0 | 0 | 0 | 0 | 0 | 0 | 0 | 0 | 0 | 0 | 0 | 0 | 0 | 0 | 0 | 0.0034247 | [12 empty] | 0.56 | 1.9 | 1.3 | 2 | 0 | 3.7 | 0 | 1.5 | 0.7 | 0
|  | 2014-07-20 |  |  | 0 | [6 empty] | 2014-09-09 | 0 | 0 | 0 | 0 | 0 | 0 | 0 | 0 | 0 | 0 | 0 | 0 | 0 | 0 | 0 | 0.0034247 | [12 empty] | 1.24 | 0 | 0 | 2.1 | 0 | 0.8 | 0 | 0 | 0 | 0
|  | 2014-07-21 |  |  | 0 | [6 empty] | 2014-09-10 | 0 | 0 | 0 | 0 | 0 | 0 | 0 | 0 | 0 | 0 | 0 | 0 | 0 | 0 | 0 | 0.0034247 | [12 empty] | 0.92 | 2.4 | 0 | 2.2 | 0 | 3.8 | 0 | 3.4 | 0 | 0
|  | 2014-07-22 |  |  | 0 | [6 empty] | 2014-09-11 | 0 | 0 | 0 | 0 | 0 | 0 | 0 | 0 | 0 | 0 | 0 | 0 | 0 | 0 | 0 | 0.0034247 | [12 empty] | 0 | 0.5 | 0.6 | 0.7 | 1.7 | 1.8 | 0 | 1.4 | 0 | 0
|  | 2014-07-23 |  |  | 0 | [6 empty] | 2014-09-12 | 0 | 0 | 0 | 0 | 0 | 0 | 0 | 0 | 0 | 0 | 0 | 0 | 0 | 0 | 0 | 0.0034247 | [12 empty] | 0 | 1.5 | 0 | 0 | 0 | 1.7 | 0 | 0 | 0 | 0
|  | 2014-07-24 |  |  | 0 | [6 empty] | 2014-09-13 | 0 | 0 | 0 | 0 | 0 | 0 | 0 | 0 | 0 | 0 | 0 | 0 | 0 | 0 | 0 | 0.0034247 | [12 empty] | 3.94 | 0.9 | 0 | 1.2 | 1.7 | 2.2 | 0 | 1.9 | 0.8 | 0.6
|  | 2014-07-25 |  |  | 0 | [6 empty] | 2014-09-14 | 0 | 0 | 0 | 0 | 0 | 0 | 0 | 0 | 0 | 0 | 0 | 0 | 0 | 0 | 0 | 0.0034247 | [12 empty] | 1.24 | 3.5 | 2.8 | 3.2 | 2 | 4.4 | 0 | 0.6 | 1.6 | 0
|  | 2014-07-26 |  |  | 0 | [6 empty] | 2014-09-15 | 0 | 0 | 0 | 0 | 0 | 0 | 0 | 0 | 0 | 0 | 0 | 0 | 0 | 0 | 0 | 0.0034247 | [12 empty] | 0.92 | 4.7 | 0.9 | 0 | 1.4 | 6.6 | 0 | 1.8 | 0 | 0.8
|  | 2014-07-27 |  |  | 0 | [6 empty] | 2014-09-16 | 0 | 0 | 0 | 0 | 0 | 0 | 0 | 0 | 0 | 0 | 0 | 0 | 0 | 0 | 0 | 0.0034247 | [12 empty] | 1.66 | 2.9 | 2.5 | 2.3 | 0.8 | 3 | 0 | 2.1 | 0 | 0
|  | 2014-07-28 |  |  | 0 | [6 empty] | 2014-09-17 | 0 | 0 | 0 | 0 | 0 | 0 | 0 | 0 | 0 | 0 | 0 | 0 | 0 | 0 | 0 | 0.0034247 | [12 empty] | 1.28 | 1.9 | 2.2 | 4.6 | 2.5 | 2.9 | 0 | 1.1 | 3.3 | 0
|  | 2014-07-29 |  |  | 0 | [6 empty] | 2014-09-18 | 0 | 0 | 0 | 0 | 0 | 0 | 0 | 0 | 0 | 0 | 0 | 0 | 0 | 0 | 0 | 0.0034247 | [12 empty] | 1.66 | 6.1 | 3.1 | 2.1 | 1.1 | 0 | 0 | 1.2 | 0.5 | 0
|  | 2014-07-30 |  |  | 0 | [6 empty] | 2014-09-19 | 0 | 0 | 0 | 0 | 0 | 0 | 0 | 0 | 0 | 0 | 0 | 0 | 0 | 0 | 0 | 0.0034247 | [12 empty] | 2.04 | 3.4 | 0 | 1.9 | 1.3 | 12 | 0 | 0 | 0 | 0
|  | 2014-07-31 |  |  | 0 | [6 empty] | 2014-09-20 | 0 | 0 | 0 | 0 | 0 | 0 | 0 | 0 | 0 | 0 | 0 | 0 | 0 | 0 | 0 | 0.0034247 | [12 empty] | 1.3 | 0 | 0 | 0 | 1.1 | 3.6 | 0 | 0 | 0 | 0
|  | 2014-08-01 |  |  | 0 | [6 empty] | 2014-09-21 | 0 | 0 | 0 | 0 | 0 | 0 | 0 | 0 | 0 | 0 | 0 | 0 | 0 | 0 | 0 | 0.0034247 | [12 empty] | 1.78 | 1.3 | 0 | 1 | 0 | 2.7 | 0 | 0 | 0 | 0
|  | 2014-08-02 |  |  | 0 | [6 empty] | 2014-09-22 | 0 | 0 | 0 | 0 | 0 | 0 | 0 | 0 | 0 | 0 | 0 | 0 | 0 | 0 | 0 | 0.0034247 | [12 empty] | 0.6 | 0 | 0 | 2.4 | 1.6 | 2.7 | 0 | 0.5 | 0 | 1
|  | 2014-08-03 |  |  | 0 | [6 empty] | 2014-09-23 | 0 | 0 | 0 | 0 | 0 | 0 | 0 | 0 | 0 | 0 | 0 | 0 | 0 | 0 | 0 | 0.0034247 | [12 empty] | 0.66 | 0 | 0 | 1.9 | 0 | 4.5 | 0 | 0.6 | 2.1 | 0
|  | 2014-08-04 |  |  | 0 | [6 empty] | 2014-09-24 | 0 | 0 | 0 | 0 | 0 | 0 | 0 | 0 | 0 | 0 | 0 | 0 | 0 | 0 | 0 | 0.0034247 | [12 empty] | 2.26 | 1.7 | 0.9 | 2.4 | 1.5 | 4.7 | 0 | 3.6 | 2.9 | 0
|  | 2014-08-05 |  |  | 0 | [6 empty] | 2014-09-25 | 0 | 0 | 0 | 0 | 0 | 0 | 0 | 0 | 0 | 0 | 0 | 0 | 0 | 0 | 0 | 0.0034247 | [12 empty] | 1.14 | 0.5 | 2 | 2.6 | 1.5 | 3.2 | 0 | 2.3 | 1.9 | 0
|  | 2014-08-06 |  |  | 0 | [6 empty] | 2014-09-26 | 0 | 0 | 0 | 0 | 0 | 0 | 0 | 0 | 0 | 0 | 0 | 0 | 0 | 0 | 0 | 0.0034247 | [12 empty] | 0 | 6.1 | 2.5 | 1.6 | 0.7 | 4.6 | 0 | 1.3 | 0.6 | 2.8
|  | 2014-08-07 |  |  | 0 | [6 empty] | 2014-09-27 | 0 | 0 | 0 | 0 | 0 | 0 | 0 | 0 | 0 | 0 | 0 | 0 | 0 | 0 | 0 | 0.0034247 | [12 empty] | 0.6 | 13.9 | 0 | 2.4 | 3.3 | 5.5 | 0 | 2.1 | 8.6 | 4
|  | 2014-08-08 |  |  | 0 | [6 empty] | 2014-09-28 | 0 | 0 | 0 | 0 | 0 | 0 | 0 | 0 | 0 | 0 | 0 | 0 | 0 | 0 | 0 | 0.0034247 | [12 empty] | 1.2 | 13.7 | 0 | 2 | 1.6 | 1.7 | 0 | 0 | 1.6 | 0
|  | 2014-08-09 |  |  | 0 | [6 empty] | 2014-09-29 | 0 | 0 | 0 | 0 | 0 | 0 | 0 | 0 | 0 | 0 | 0 | 0 | 0 | 0 | 0 | 0.0034247 | [12 empty] | 2.14 | 0.8 | 2.5 | 2.4 | 1.3 | 5.5 | 0 | 2.3 | 0.8 | 0
|  | 2014-08-10 |  |  | 0 | [6 empty] | 2014-09-30 | 0 | 0 | 0 | 0 | 0 | 0 | 0 | 0 | 0 | 0 | 0 | 0 | 0 | 0 | 0 | 0.0034247 | [12 empty] | 2.42 | 0 | 0 | 0.7 | 1.7 | 2.6 | 0 | 3.5 | 0 | 0
|  | 2014-08-11 |  |  | 0 | [6 empty] | 2014-10-01 | 0 | 0 | 0 | 0 | 0 | 0 | 0 | 0 | 0 | 0 | 0 | 0 | 0 | 0 | 0 | 0.0034247 | [12 empty] | 0.84 | 0 | 0 | 3.8 | 3.3 | 8 | 0 | 0 | 0 | 0
|  | 2014-08-12 |  |  | 0 | [6 empty] | 2014-10-02 | 0 | 0 | 0 | 0 | 0 | 0 | 0 | 0 | 0 | 0 | 0 | 0 | 0 | 0 | 0 | 0.0034247 | [12 empty] | 1.58 | 0 | 0 | 1.3 | 0.8 | 1.4 | 0 | 1.9 | 0 | 0
|  | 2014-08-13 |  |  | 0 | [6 empty] | 2014-10-03 | 0 | 0 | 0 | 0 | 0 | 0 | 0 | 0 | 0 | 0 | 0 | 0 | 0 | 0 | 0 | 0.0034247 | [12 empty] | 1.82 | 0.5 | 0 | 1.3 | 4.8 | 4.7 | 0 | 1.6 | 0.5 | 0
|  | 2014-08-14 |  |  | 0 | [6 empty] | 2014-10-04 | 0 | 0 | 0 | 0 | 0 | 0 | 0 | 0 | 0 | 0 | 0 | 0 | 0 | 0 | 0 | 0.0034247 | [12 empty] | 3.76 | 1.1 | 0 | 1.2 | 1.7 | 3.7 | 0 | 2.3 | 0 | 0
|  | 2014-08-15 |  |  | 0 | [6 empty] | 2014-10-05 | 0 | 0 | 0 | 0 | 0 | 0 | 0 | 0 | 0 | 0 | 0 | 0 | 0 | 0 | 0 | 0.0034247 | [12 empty] | 1.46 | 6.1 | 0 | 2.5 | 4.1 | 8.4 | 0 | 1.8 | 0 | 0
|  | 2014-08-16 |  |  | 0 | [6 empty] | 2014-10-06 | 0 | 0 | 0 | 0 | 0 | 0 | 0 | 0 | 0 | 0 | 0 | 0 | 0 | 0 | 0 | 0.0034247 | [12 empty] | 1.56 | 5.5 | 0 | 1.5 | 0 | 2.2 | 0 | 0 | 3 | 2.4
|  | 2014-08-17 |  |  | 0 | [6 empty] | 2014-10-07 | 0 | 0 | 0 | 0 | 0 | 0 | 0 | 0 | 0 | 0 | 0 | 0 | 0 | 0 | 0 | 0.0034247 | [12 empty] | 1.74 | 3.5 | 0.7 | 0.8 | 2.4 | 5.3 | 0 | 1.3 | 0 | 0
|  | 2014-08-18 |  |  | 0 | [6 empty] | 2014-10-08 | 0 | 0 | 0 | 0 | 0 | 0 | 0 | 0 | 0 | 0 | 0 | 0 | 0 | 0 | 0 | 0.0034247 | [12 empty] | 1.5 | 6.6 | 0 | 0 | 2.8 | 6.4 | 0 | 2.1 | 0 | 0
|  | 2014-08-19 |  |  | 0 | [6 empty] | 2014-10-09 | 0 | 0 | 0 | 0 | 0 | 0 | 0 | 0 | 0 | 0 | 0 | 0 | 0 | 0 | 0 | 0.0034247 | [12 empty] | 0 | 10.7 | 1 | 1.1 | 1.4 | 2.8 | 0 | 0.9 | 0 | 0
|  | 2014-08-20 |  |  | 0 | [6 empty] | 2014-10-10 | 0 | 0 | 0 | 0 | 0 | 0 | 0 | 0 | 0 | 0 | 0 | 0 | 0 | 0 | 0 | 0.0034247 | [12 empty] | 1.78 | 6.6 | 0 | 1.5 | 1.5 | 1.3 | 0 | 0 | 0.7 | 0
|  | 2014-08-21 |  |  | 0 | [6 empty] | 2014-10-11 | 0 | 0 | 0 | 0 | 0 | 0 | 0 | 0 | 0 | 0 | 0 | 0 | 0 | 0 | 0 | 0.0034247 | [12 empty] | 0 | 2.5 | 1 | 3.4 | 2 | 0.9 | 0 | 0.7 | 0 | 0
|  | 2014-08-22 |  |  | 0 | [6 empty] | 2014-10-12 | 0 | 0 | 0 | 0 | 0 | 0 | 0 | 0 | 0 | 0 | 0 | 0 | 0 | 0 | 0 | 0.0034247 | [12 empty] | 1.8 | 0 | 5.6 | 0.7 | 2.2 | 5.7 | 0 | 3.6 | 0 | 0.9
|  | 2014-08-23 |  |  | 0 | [6 empty] | 2014-10-13 | 0 | 0 | 0 | 0 | 0 | 0 | 0 | 0 | 0 | 0 | 0 | 0 | 0 | 0 | 0 | 0.0034247 | [12 empty] | 0.6 | 0.7 | 0.8 | 1.4 | 2.4 | 0.8 | 0 | 1.1 | 0 | 0
|  | 2014-08-24 |  |  | 0 | [6 empty] | 2014-10-14 | 0 | 0 | 0 | 0 | 0 | 0 | 0 | 0 | 0 | 0 | 0 | 0 | 0 | 0 | 0 | 0.0034247 | [12 empty] | 3.16 | 1.5 | 1.1 | 3.5 | 3 | 5.2 | 0 | 4.1 | 2 | 0
|  | 2014-08-25 |  |  | 0 | [6 empty] | 2014-10-15 | 0 | 0 | 0 | 0 | 0 | 0 | 0 | 0 | 0 | 0 | 0 | 0 | 0 | 0 | 0 | 0.0034247 | [12 empty] | 1.18 | 0 | 0 | 1.2 | 5.6 | 3.5 | 0 | 1.3 | 0 | 0
|  | 2014-08-26 |  |  | 0 | [6 empty] | 2014-10-16 | 0 | 0 | 0 | 0 | 0 | 0 | 0 | 0 | 0 | 0 | 0 | 0 | 0 | 0 | 0 | 0.0034247 | [12 empty] | 1.2 | 1.2 | 1.7 | 2.1 | 1.4 | 1.7 | 0 | 1.1 | 0 | 0
|  | 2014-08-27 |  |  | 0 | [6 empty] | 2014-10-17 | 0 | 0 | 0 | 0 | 0 | 0 | 0 | 0 | 0 | 0 | 0 | 0 | 0 | 0 | 0 | 0.0034247 | [12 empty] | 3.72 | 3.5 | 3.3 | 0.9 | 0.8 | 4.8 | 0 | 4.2 | 0 | 0
|  | 2014-08-28 |  |  | 0 | [6 empty] | 2014-10-18 | 0 | 0 | 0 | 0 | 0 | 0 | 0 | 0 | 0 | 0 | 0 | 0 | 0 | 0 | 0 | 0.0034247 | [12 empty] | 1.32 | 2.7 | 2.4 | 2.2 | 0 | 6.4 | 0 | 0.8 | 3.9 | 0
|  | 2014-08-29 |  |  | 0 | [6 empty] | 2014-10-19 | 0 | 0 | 0 | 0 | 0 | 0 | 0 | 0 | 0 | 0 | 0 | 0 | 0 | 0 | 0 | 0.0034247 | [12 empty] | 0 | 1.8 | 3.9 | 0.8 | 0 | 7 | 0 | 1 | 2.7 | 2.1
|  | 2014-08-30 |  |  | 0 | [6 empty] | 2014-10-20 | 0 | 0 | 0 | 0 | 0 | 0 | 0 | 0 | 0 | 0 | 0 | 0 | 0 | 0 | 0 | 0.0034247 | [12 empty] | 0.52 | 3 | 0.8 | 2.5 | 1 | 5 | 0 | 0 | 13.2 | 13.6
|  | 2014-08-31 |  |  | 0 | [6 empty] | 2014-10-21 | 0 | 0 | 0 | 0 | 0 | 0 | 0 | 0 | 0 | 0 | 0 | 0 | 0 | 0 | 0 | 0.0034247 | [12 empty] | 2.72 | 1.7 | 1.3 | 1.4 | 1.5 | 3 | 0 | 2.5 | 3.2 | 12.2
|  | 2014-09-01 |  |  | 0 | [6 empty] | 2014-10-22 | 0 | 0 | 0 | 0 | 0 | 0 | 0 | 0 | 0 | 0 | 0 | 0 | 0 | 0 | 0 | 0.0034247 | [12 empty] | 1.54 | 13.3 | 4.5 | 1.8 | 0.7 | 7.5 | 0 | 3.6 | 2.7 | 3.2
|  | 2014-09-02 |  |  | 0 | [6 empty] | 2014-10-23 | 0 | 0 | 0 | 0 | 0 | 0 | 0 | 0 | 0 | 0 | 0 | 0 | 0 | 0 | 0 | 0.0034247 | [12 empty] | 0 | 3.8 | 1.6 | 3.8 | 0 | 5.6 | 0 | 3.8 | 0 | 1
|  | 2014-09-03 |  |  | 0 | [6 empty] | 2014-10-24 | 0 | 0 | 0 | 0 | 0 | 0 | 0 | 0 | 0 | 0 | 0 | 0 | 0 | 0 | 0 | 0.0034247 | [12 empty] | 0.6 | 2.5 | 0.6 | 2.5 | 1.9 | 3.1 | 0 | 3.6 | 2 | 0
|  | 2014-09-04 |  |  | 0 | [6 empty] | 2014-10-25 | 0 | 0 | 0 | 0 | 0 | 0 | 0 | 0 | 0 | 0 | 0 | 0 | 0 | 0 | 0 | 0.0034247 | [12 empty] | 2.02 | 0 | 0 | 2.9 | 0.9 | 2.2 | 0 | 1.2 | 0.6 | 0
|  | 2014-09-05 |  |  | 0 | [6 empty] | 2014-10-26 | 0 | 0 | 0 | 0 | 0 | 0 | 0 | 0 | 0 | 0 | 0 | 0 | 0 | 0 | 0 | 0.0034247 | [12 empty] | 2.02 | 1.8 | 0 | 0.9 | 1.9 | 0 | 0 | 4.3 | 0 | 0
|  | 2014-09-06 |  |  | 0 | [6 empty] | 2014-10-27 | 0 | 0 | 0 | 0 | 0 | 0 | 0 | 0 | 0 | 0 | 0 | 0 | 0 | 0 | 0 | 0.0034247 | [12 empty] | 1.24 | 1.5 | 0.7 | 4.1 | 0.9 | 7.3 | 0 | 0.9 | 0 | 0
|  | 2014-09-07 |  |  | 0 | [6 empty] | 2014-10-28 | 0 | 0 | 0 | 0 | 0 | 0 | 0 | 0 | 0 | 0 | 0 | 0 | 0 | 0 | 0 | 0.0034247 | [12 empty] | 0.96 | 2.2 | 0.8 | 1.7 | 1.8 | 4 | 0 | 0.6 | 0 | 0
|  | 2014-09-08 |  |  | 0 | [6 empty] | 2014-10-29 | 0 | 0 | 0 | 0 | 0 | 0 | 0 | 0 | 0 | 0 | 0 | 0 | 0 | 0 | 0 | 0.0034247 | [12 empty] | 0.6 | 0 | 0.6 | 6.3 | 0.8 | 3.4 | 0 | 1.4 | 0.6 | 0
|  | 2014-09-09 |  |  | 0 | [6 empty] | 2014-10-30 | 0 | 0 | 0 | 0 | 0 | 0 | 0 | 0 | 0 | 0 | 0 | 0 | 0 | 0 | 0 | 0.0034247 | [12 empty] | 3.74 | 1.2 | 0.6 | 2.5 | 1.7 | 4 | 0 | 3.1 | 0 | 0
|  | 2014-09-10 |  |  | 0 | [6 empty] | 2014-10-31 | 0 | 0 | 0 | 0 | 0 | 0 | 0 | 0 | 0 | 0 | 0 | 0 | 0 | 0 | 0 | 0.0034247 | [12 empty] | 1.92 | 0 | 0.7 | 1.2 | 2.6 | 1.9 | 0 | 1.4 | 3.3 | 0
|  | 2014-09-11 |  |  | 0 | [6 empty] | 2014-11-01 | 0 | 0 | 0 | 0 | 0 | 0 | 0 | 0 | 0 | 0 | 0 | 0 | 0 | 0 | 0 | 0.0034247 | [12 empty] | 0.8 | 0.5 | 5.1 | 0 | 1.3 | 4.6 | 0.6 | 3.4 | 0 | 0
|  | 2014-09-12 |  |  | 0 | [6 empty] | 2014-11-02 | 0 | 0 | 0 | 0 | 0 | 0 | 0 | 0 | 0 | 0 | 0 | 0 | 0 | 0 | 0 | 0.0034247 | [12 empty] | 3.5 | 1.7 | 2.1 | 1.7 | 8.5 | 1.8 | 0 | 3.8 | 0 | 0
|  | 2014-09-13 |  |  | 0 | [6 empty] | 2014-11-03 | 0 | 0 | 0 | 0 | 0 | 0 | 0 | 0 | 0 | 0 | 0 | 0 | 0 | 0 | 0 | 0.0034247 | [12 empty] | 1.24 | 1.3 | 0 | 1 | 0.8 | 1.6 | 0 | 3.1 | 0 | 0
|  | 2014-09-14 |  |  | 0 | [6 empty] | 2014-11-04 | 0 | 0 | 0 | 0 | 0 | 0 | 0 | 0 | 0 | 0 | 0 | 0 | 0 | 0 | 0 | 0.0034247 | [12 empty] | 0.56 | 0 | 0 | 2.2 | 1.8 | 1.9 | 2.4 | 0 | 0.9 | 0
|  | 2014-09-15 |  |  | 0 | [6 empty] | 2014-11-05 | 0 | 0 | 0 | 0 | 0 | 0 | 0 | 0 | 0 | 0 | 0 | 0 | 0 | 0 | 0 | 0.0034247 | [12 empty] | 0.6 | 0 | 3 | 1.3 | 2.7 | 4 | 0 | 1.6 | 1.1 | 0
|  | 2014-09-16 |  |  | 0 | [6 empty] | 2014-11-06 | 0 | 0 | 0 | 0 | 0 | 0 | 0 | 0 | 0 | 0 | 0 | 0 | 0 | 0 | 0 | 0.0034247 | [12 empty] | 1.22 | 0 | 0 | 2.5 | 3.4 | 0 | 0 | 0.5 | 0 | 0
|  | 2014-09-17 |  |  | 0 | [6 empty] | 2014-11-07 | 0 | 0 | 0 | 0 | 0 | 0 | 0 | 0 | 0 | 0 | 0 | 0 | 0 | 0 | 0 | 0.0034247 | [12 empty] | 1.82 | 2.5 | 1 | 2 | 1.6 | 2.1 | 0 | 6.8 | 0.7 | 0
|  | 2014-09-18 |  |  | 0 | [6 empty] | 2014-11-08 | 0 | 0 | 0 | 0 | 0 | 0 | 0 | 0 | 0 | 0 | 0 | 0 | 0 | 0 | 0 | 0.0034247 | [12 empty] | 0.76 | 1.2 | 0 | 0.5 | 3.5 | 0.7 | 0 | 1.3 | 0 | 0
|  | 2014-09-19 |  |  | 0 | [6 empty] | 2014-11-09 | 0 | 0 | 0 | 0 | 0 | 0 | 0 | 0 | 0 | 0 | 0 | 0 | 0 | 0 | 0 | 0.0034247 | [12 empty] | 0.56 | 0 | 0 | 1.5 | 2.4 | 0 | 0.7 | 0 | 0 | 0
|  | 2014-09-20 |  |  | 0 | [6 empty] | 2014-11-10 | 0 | 0 | 0 | 0 | 0 | 0 | 0 | 0 | 0 | 0 | 0 | 0 | 0 | 0 | 0 | 0.0034247 | [12 empty] | 1.02 | 0.8 | 0 | 1.2 | 4.4 | 1.9 | 0 | 2.3 | 0 | 0
|  | 2014-09-21 |  |  | 0 | [6 empty] | 2014-11-11 | 0 | 0 | 0 | 0 | 0 | 0 | 0 | 0 | 0 | 0 | 0 | 0 | 0 | 0 | 0 | 0.0034247 | [12 empty] | 0 | 1.9 | 2.6 | 0.7 | 2.8 | 2.4 | 0 | 2.1 | 0 | 0
|  | 2014-09-22 |  |  | 0 | [6 empty] | 2014-11-12 | 0 | 0 | 0 | 0 | 0 | 0 | 0 | 0 | 0 | 0 | 0 | 0 | 0 | 0 | 0 | 0.0034247 | [12 empty] | 0 | 1.7 | 0 | 0.5 | 1 | 5.7 | 0 | 0.7 | 2.1 | 0
|  | 2014-09-23 |  |  | 0 | [6 empty] | 2014-11-13 | 0 | 0 | 0 | 0 | 0 | 0 | 0 | 0 | 0 | 0 | 0 | 0 | 0 | 0 | 0 | 0.0034247 | [12 empty] | 0.54 | 0.9 | 0 | 2.8 | 2.9 | 2.4 | 0 | 0 | 0 | 0
|  | 2014-09-24 |  |  | 0 | [6 empty] | 2014-11-14 | 0 | 0 | 0 | 0 | 0 | 0 | 0 | 0 | 0 | 0 | 0 | 0 | 0 | 0 | 0 | 0.0034247 | [12 empty] | 1.82 | 1.7 | 0 | 3.4 | 2.9 | 1.2 | 0.7 | 2.7 | 0 | 0
|  | 2014-09-25 |  |  | 0 | [6 empty] | 2014-11-15 | 0 | 0 | 0 | 0 | 0 | 0 | 0 | 0 | 0 | 0 | 0 | 0 | 0 | 0 | 0 | 0.0034247 | [12 empty] | 1.94 | 4.8 | 5.3 | 2 | 2.9 | 1.4 | 0 | 1.2 | 0 | 0
|  | 2014-09-26 |  |  | 0 | [6 empty] | 2014-11-16 | 0 | 0 | 0 | 0 | 0 | 0 | 0 | 0 | 0 | 0 | 0 | 0 | 0 | 0 | 0 | 0.0034247 | [12 empty] | 1.06 | 2 | 0 | 1.6 | 3 | 0.8 | 0 | 1.2 | 0 | 0
|  | 2014-09-27 |  |  | 0 | [6 empty] | 2014-11-17 | 0 | 0 | 0 | 0 | 0 | 0 | 0 | 0 | 0 | 0 | 0 | 0 | 0 | 0 | 0 | 0.0034247 | [12 empty] | 3.02 | 2 | 2.4 | 0 | 0 | 2.2 | 0 | 3 | 0 | 0
|  | 2014-09-28 |  |  | 0 | [6 empty] | 2014-11-18 | 0 | 0 | 0 | 0 | 0 | 0 | 0 | 0 | 0 | 0 | 0 | 0 | 0 | 0 | 0 | 0.0034247 | [12 empty] | 1.72 | 1.4 | 2.7 | 1.1 | 1.2 | 0.8 | 0 | 3.3 | 0.7 | 0
|  | 2014-09-29 |  |  | 0 | [6 empty] | 2014-11-19 | 0 | 0 | 0 | 0 | 0 | 0 | 0 | 0 | 0 | 0 | 0 | 0 | 0 | 0 | 0 | 0.0034247 | [12 empty] | 2.08 | 1.6 | 0 | 1.2 | 1.6 | 4.7 | 0 | 4.2 | 0 | 0
|  | 2014-09-30 |  |  | 0 | [6 empty] | 2014-11-20 | 0 | 0 | 0 | 0 | 0 | 0 | 0 | 0 | 0 | 0 | 0 | 0 | 0 | 0 | 0 | 0.0034247 | [12 empty] | 2.68 | 7.3 | 0 | 2 | 0.9 | 3.2 | 0 | 0 | 2.5 | 0
|  | 2014-10-01 |  |  | 0 | [6 empty] | 2014-11-21 | 0 | 0 | 0 | 0 | 0 | 0 | 0 | 0 | 0 | 0 | 0 | 0 | 0 | 0 | 0 | 0.0034247 | [12 empty] | 1.26 | 2.7 | 0.7 | 2.5 | 1.8 | 2.6 | 1.7 | 0.9 | 2.4 | 0
|  | 2014-10-02 |  |  | 0 | [6 empty] | 2014-11-22 | 0 | 0 | 0 | 0 | 0 | 0 | 0 | 0 | 0 | 0 | 0 | 0 | 0 | 0 | 0 | 0.0034247 | [12 empty] | 1.2 | 3.9 | 0.8 | 1.2 | 1.7 | 0.6 | 0 | 4.3 | 2.4 | 1
|  | 2014-10-03 |  |  | 0 | [6 empty] | 2014-11-23 | 0 | 0 | 0 | 0 | 0 | 0 | 0 | 0 | 0 | 0 | 0 | 0 | 0 | 0 | 0 | 0.0034247 | [12 empty] | 2.2 | 10 | 0.8 | 4.1 | 2.7 | 0 | 0 | 4.6 | 0 | 0
|  | 2014-10-04 |  |  | 0 | [6 empty] | 2014-11-24 | 0 | 0 | 0 | 0 | 0 | 0 | 0 | 0 | 0 | 0 | 0 | 0 | 0 | 0 | 0 | 0.0034247 | [12 empty] | 1.08 | 0.7 | 0 | 0 | 3.8 | 1.3 | 0 | 2.5 | 1.3 | 0
|  | 2014-10-05 |  |  | 0 | [6 empty] | 2014-11-25 | 0 | 0 | 0 | 0 | 0 | 0 | 0 | 0 | 0 | 0 | 0 | 0 | 0 | 0 | 0 | 0.0034247 | [12 empty] | 0.6 | 0.6 | 0 | 0 | 0.7 | 0.7 | 0.8 | 1.8 | 0 | 0
|  | 2014-10-06 |  |  | 0 | [6 empty] | 2014-11-26 | 0 | 0 | 0 | 0 | 0 | 0 | 0 | 0 | 0 | 0 | 0 | 0 | 0 | 0 | 0 | 0.0034247 | [12 empty] | 1.92 | 4.1 | 0 | 3.9 | 1.9 | 3.2 | 1 | 2.9 | 0 | 0
|  | 2014-10-07 |  |  | 0 | [6 empty] | 2014-11-27 | 0 | 0 | 0 | 0 | 0 | 0 | 0 | 0 | 0 | 0 | 0 | 0 | 0 | 0 | 0 | 0.0034247 | [12 empty] | 1.3 | 1.2 | 2.4 | 2.3 | 3.3 | 2.4 | 0 | 1.4 | 0 | 0
|  | 2014-10-08 |  |  | 0 | [6 empty] | 2014-11-28 | 0 | 0 | 0 | 0 | 0 | 0 | 0 | 0 | 0 | 0 | 0 | 0 | 0 | 0 | 0 | 0.0034247 | [12 empty] | 2.56 | 4.5 | 4.6 | 1.9 | 2.2 | 3.6 | 0.7 | 2 | 0 | 0
|  | 2014-10-09 |  |  | 0 | [6 empty] | 2014-11-29 | 0 | 0 | 0 | 0 | 0 | 0 | 0 | 0 | 0 | 0 | 0 | 0 | 0 | 0 | 0 | 0.0034247 | [12 empty] | 0.86 | 0 | 0 | 1.7 | 1.8 | 2.9 | 0 | 0 | 1.2 | 0
|  | 2014-10-10 |  |  | 0 | [6 empty] | 2014-11-30 | 0 | 0 | 0 | 0 | 0 | 0 | 0 | 0 | 0 | 0 | 0 | 0 | 0 | 0 | 0 | 0.0034247 | [12 empty] | 3.26 | 2.4 | 0 | 1.3 | 0.6 | 1.2 | 0.5 | 0 | 1.4 | 4.5
|  | 2014-10-11 |  |  | 0 | [6 empty] | 2014-12-01 | 0 | 0 | 0 | 0 | 0 | 0 | 0 | 0 | 0 | 0 | 0 | 0 | 0 | 0 | 0 | 0.0034247 | [12 empty] | 1.64 | 2.9 | 0 | 1.3 | 3 | 0 | 0 | 1.1 | 0.9 | 1.6
|  | 2014-10-12 |  |  | 0 | [6 empty] | 2014-12-02 | 0 | 0 | 0 | 0 | 0 | 0 | 0 | 0 | 0 | 0 | 0 | 0 | 0 | 0 | 0 | 0.0034247 | [12 empty] | 1.64 | 1 | 0.5 | 0.6 | 6.2 | 1.2 | 0 | 0.9 | 0 | 4.1
|  | 2014-10-13 |  |  | 0 | [6 empty] | 2014-12-03 | 0 | 0 | 0 | 0 | 0 | 0 | 0 | 0 | 0 | 0 | 0 | 0 | 0 | 0 | 0 | 0.0034247 | [12 empty] | 0.6 | 6.4 | 0 | 1 | 4.8 | 3.1 | 0 | 0.8 | 4.1 | 0
|  | 2014-10-14 |  |  | 0 | [6 empty] | 2014-12-04 | 0 | 0 | 0 | 0 | 0 | 0 | 0 | 0 | 0 | 0 | 0 | 0 | 0 | 0 | 0 | 0.0034247 | [12 empty] | 1.32 | 0.7 | 4.5 | 0.7 | 2.6 | 2.6 | 1.2 | 2 | 0 | 0.8
|  | 2014-10-15 |  |  | 0 | [6 empty] | 2014-12-05 | 0 | 0 | 0 | 0 | 0 | 0 | 0 | 0 | 0 | 0 | 0 | 0 | 0 | 0 | 0 | 0.0034247 | [12 empty] | 1.46 | 1.9 | 4.8 | 0 | 1.6 | 0 | 4.8 | 0 | 0 | 0.6
|  | 2014-10-16 |  |  | 0 | [6 empty] | 2014-12-06 | 0 | 0 | 0 | 0 | 0 | 0 | 0 | 0 | 0 | 0 | 0 | 0 | 0 | 0 | 0 | 0.0034247 | [12 empty] | 2.14 | 0 | 2.2 | 0 | 0.9 | 1.2 | 3.6 | 0 | 6.7 | 1.3
|  | 2014-10-17 |  |  | 0 | [6 empty] | 2014-12-07 | 0 | 0 | 0 | 0 | 0 | 0 | 0 | 0 | 0 | 0 | 0 | 0 | 0 | 0 | 0 | 0.0034247 | [12 empty] | 0 | 0.8 | 1.3 | 0.6 | 0.7 | 0.5 | 3.3 | 0 | 1.3 | 1
|  | 2014-10-18 |  |  | 0 | [6 empty] | 2014-12-08 | 0 | 0 | 0 | 0 | 0 | 0 | 0 | 0 | 0 | 0 | 0 | 0 | 0 | 0 | 0 | 0.0034247 | [12 empty] | 0.54 | 0.8 | 3.2 | 0 | 0.8 | 1.1 | 8.2 | 0 | 0.8 | 0
|  | 2014-10-19 |  |  | 0 | [6 empty] | 2014-12-09 | 0 | 0 | 0 | 0 | 0 | 0 | 0 | 0 | 0 | 0 | 0 | 0 | 0 | 0 | 0 | 0.0034247 | [12 empty] | 0.6 | 6.9 | 5.4 | 4 | 1.3 | 0 | 6.1 | 4.6 | 0.6 | 0
|  | 2014-10-20 |  |  | 0 | [6 empty] | 2014-12-10 | 0 | 0 | 0 | 0 | 0 | 0 | 0 | 0 | 0 | 0 | 0 | 0 | 0 | 0 | 0 | 0.0034247 | [12 empty] | 2.88 | 7.2 | 5.2 | 3.2 | 2.3 | 0 | 3 | 4.6 | 0 | 0
|  | 2014-10-21 |  |  | 0 | [6 empty] | 2014-12-11 | 0 | 0 | 0 | 0 | 0 | 0 | 0 | 0 | 0 | 0 | 0 | 0 | 0 | 0 | 0 | 0.0034247 | [12 empty] | 1.94 | 1.9 | 1.6 | 1 | 0 | 1.2 | 14.8 | 1 | 3 | 0
|  | 2014-10-22 |  |  | 0 | [6 empty] | 2014-12-12 | 0 | 0 | 0 | 0 | 0 | 0 | 0 | 0 | 0 | 0 | 0 | 0 | 0 | 0 | 0 | 0.0034247 | [12 empty] | 2.7 | 6.3 | 2.1 | 0 | 1 | 2.8 | 2.6 | 0.5 | 0 | 0.8
|  | 2014-10-23 |  |  | 0 | [6 empty] | 2014-12-13 | 0 | 0 | 0 | 0 | 0 | 0 | 0 | 0 | 0 | 0 | 0 | 0 | 0 | 0 | 0 | 0.0034247 | [12 empty] | 1.06 | 0.9 | 0 | 0.8 | 2.1 | 0 | 1 | 0.6 | 0 | 0.6
|  | 2014-10-24 |  |  | 0 | [6 empty] | 2014-12-14 | 0 | 0 | 0 | 0 | 0 | 0 | 0 | 0 | 0 | 0 | 0 | 0 | 0 | 0 | 0 | 0.0034247 | [12 empty] | 1.84 | 5.4 | 0 | 0.7 | 0 | 0 | 2.9 | 1.8 | 1.8 | 0
|  | 2014-10-25 |  |  | 0 | [6 empty] | 2014-12-15 | 0 | 0 | 0 | 0 | 0 | 0 | 0 | 0 | 0 | 0 | 0 | 0 | 0 | 0 | 0 | 0.0034247 | [12 empty] | 3.64 | 1 | 5 | 0.7 | 0 | 0.5 | 2.6 | 2.6 | 1.4 | 0.8
|  | 2014-10-26 |  |  | 0 | [6 empty] | 2014-12-16 | 0 | 0 | 0 | 0 | 0 | 0 | 0 | 0 | 0 | 0 | 0 | 0 | 0 | 0 | 0 | 0.0034247 | [12 empty] | 4.5 | 2.5 | 5.2 | 0 | 3.3 | 0 | 1.1 | 2.9 | 1.5 | 7.8
|  | 2014-10-27 |  |  | 0 | [6 empty] | 2014-12-17 | 0 | 0 | 0 | 0 | 0 | 0 | 0 | 0 | 0 | 0 | 0 | 0 | 0 | 0 | 0 | 0.0034247 | [12 empty] | 1.26 | 1.3 | 1.7 | 0 | 2 | 0.5 | 0.8 | 0 | 0.9 | 3.2
|  | 2014-10-28 |  |  | 0 | [6 empty] | 2014-12-18 | 0 | 0 | 0 | 0 | 0 | 0 | 0 | 0 | 0 | 0 | 0 | 0 | 0 | 0 | 0 | 0.0034247 | [12 empty] | 3.7 | 1 | 4.6 | 0.8 | 2 | 0.8 | 0.8 | 0 | 0.6 | 1
|  | 2014-10-29 |  |  | 0 | [6 empty] | 2014-12-19 | 0 | 0 | 0 | 0 | 0 | 0 | 0 | 0 | 0 | 0 | 0 | 0 | 0 | 0 | 0 | 0.0034247 | [12 empty] | 3.12 | 0 | 0 | 0.7 | 2.4 | 0 | 1.1 | 0.7 | 1.6 | 4.5
|  | 2014-10-30 |  |  | 0 | [6 empty] | 2014-12-20 | 0 | 0 | 0 | 0 | 0 | 0 | 0 | 0 | 0 | 0 | 0 | 0 | 0 | 0 | 0 | 0.0034247 | [12 empty] | 0.5 | 0 | 1 | 0.8 | 0 | 0 | 0.9 | 0.5 | 0 | 0
|  | 2014-10-31 |  |  | 0 | [6 empty] | 2014-12-21 | 0 | 0 | 0 | 0 | 0 | 0 | 0 | 0 | 0 | 0 | 0 | 0 | 0 | 0 | 0 | 0.0034247 | [12 empty] | 1.84 | 3.9 | 0 | 8.7 | 1.1 | 0.5 | 4.1 | 0 | 10.4 | 4.8
|  | 2014-11-01 |  |  | 0 | [6 empty] | 2014-12-22 | 0 | 0 | 0 | 0 | 0 | 0 | 0 | 0 | 0 | 0 | 0 | 0 | 0 | 0 | 0 | 0.0034247 | [12 empty] | 0 | 1.8 | 2.3 | 2 | 3.4 | 2.2 | 1.3 | 1.6 | 3.5 | 0
|  | 2014-11-02 |  |  | 0 | [6 empty] | 2014-12-23 | 0 | 0 | 0 | 0 | 0 | 0 | 0 | 0 | 0 | 0 | 0 | 0 | 0 | 0 | 0 | 0.0034247 | [12 empty] | 1.56 | 0.9 | 0 | 0 | 0 | 0 | 4.5 | 0 | 0.9 | 0.8
|  | 2014-11-03 |  |  | 0 | [6 empty] | 2014-12-24 | 0 | 0 | 0 | 0 | 0 | 0 | 0 | 0 | 0 | 0 | 0 | 0 | 0 | 0 | 0 | 0.0034247 | [12 empty] | 2.92 | 0 | 0 | 0.7 | 2.4 | 0 | 2.1 | 3.1 | 1 | 0
|  | 2014-11-04 |  |  | 0 | [6 empty] | 2014-12-25 | 0 | 0 | 0 | 0 | 0 | 0 | 0 | 0 | 0 | 0 | 0 | 0 | 0 | 0 | 0 | 0.0034247 | [12 empty] | 5 | 0 | 0.6 | 0 | 2.6 | 0 | 0 | 3.9 | 0 | 0
|  | 2014-11-05 |  |  | 0 | [6 empty] | 2014-12-26 | 0 | 0 | 0 | 0 | 0 | 0 | 0 | 0 | 0 | 0 | 0 | 0 | 0 | 0 | 0 | 0.0034247 | [12 empty] | 0 | 1.5 | 7.3 | 2.4 | 1.2 | 0.9 | 5.2 | 0 | 0 | 0.5
|  | 2014-11-06 |  |  | 0 | [6 empty] | 2014-12-27 | 0 | 0 | 0 | 0 | 0 | 0 | 0 | 0 | 0 | 0 | 0 | 0 | 0 | 0 | 0 | 0.0034247 | [12 empty] | 4.44 | 4.4 | 2.3 | 1.5 | 1.8 | 0 | 1.7 | 2.4 | 0 | 1.3
|  | 2014-11-07 |  |  | 0 | [6 empty] | 2014-12-28 | 0 | 0 | 0 | 0 | 0 | 0 | 0 | 0 | 0 | 0 | 0 | 0 | 0 | 0 | 0 | 0.0034247 | [12 empty] | 1.52 | 3.3 | 4.6 | 3.4 | 4.9 | 0 | 2.6 | 5.7 | 3.7 | 0.8
|  | 2014-11-08 |  |  | 0 | [6 empty] | 2014-12-29 | 0 | 0 | 0 | 0 | 0 | 0 | 0 | 0 | 0 | 0 | 0 | 0 | 0 | 0 | 0 | 0.0034247 | [12 empty] | 3.34 | 2.9 | 3.7 | 2.4 | 0.8 | 0 | 4.1 | 7.4 | 1.5 | 3.9
|  | 2014-11-09 |  |  | 0 | [6 empty] | 2014-12-30 | 0 | 0 | 0 | 0 | 0 | 0 | 0 | 0 | 0 | 0 | 0 | 0 | 0 | 0 | 0 | 0.0034247 | [12 empty] | 1.76 | 7.2 | 3.7 | 0.9 | 1.3 | 0 | 9.1 | 1.2 | 0.9 | 3
|  | 2014-11-10 |  |  | 0 | [6 empty] | 2014-12-31 | 0 | 0 | 0 | 0 | 0 | 0 | 0 | 0 | 0 | 0 | 0 | 0 | 0 | 0 | 0 | 0.0034247 | [12 empty] | 0 | 0 | 8 | 1.6 | 0 | 1.1 | 13.1 | 0 | 0.8 | 1
|  | 2014-11-11 |  |  | 0 | [7 empty] | 0 | 0 | 0 | 0 | 0 | 0 | 0 | 0 |  | 0 | 0 | 0 | 0 | 0 | 0 | [13 empty] | 1.06 | 0.8 | 1.3 | 2.5 | 0.7 | 1.4 | 1.5 | 0 | 2.1 | 1.6
|  | 2014-11-12 |  |  | 0 | [35 empty] | 5.48 | 0 | 2.1 | 0.7 | 2.7 | 0 | 4.9 | 2.4 | 0.8 | 8.1
|  | 2014-11-13 |  |  | 0 | [35 empty] | 3.66 | 4.6 | 0.6 | 0.8 | 3.7 | 0 | 0.6 | 8.9 | 0.5 | 1.7
|  | 2014-11-14 |  |  | 0 | [7 empty] | Absolute water uses - proposed | [27 empty] | 3.06 | 0.6 | 5.2 | 0.8 | 2.3 | 0.6 | 1.8 | 2.1 | 2.2 | 2.1
|  | 2014-11-15 |  |  | 0 | [13 empty] | February: Heat rejection; October: FOR EMI-6; November: Wat-1 |  |  |  | Non-wat-1 | [6 empty] | 3.94 | 0.9 | 2.5 | 0 | 0.5 | 0 | 7.2 | 0.6 | 0 | 0
|  | 2014-11-16 |  |  | 0 | [7 empty] | Toilets | Urinals | Taps | Showers - occupants | Showers - sports | Washing machines | Dishwashers | Evap + Drift | Bleed + other | Washdown | Landscape irrigation | Fire System | Pools | Process cooling | Wat-1 total water demand | Discharge to sewer | Daily Rainwater demand | Daily Greywater demand | Daily Blackwater demand | Daily storm/otherwater demand | Wat-1 Mains-only demand | Daily Rainwater demand | Daily Greywater demand | Daily Blackwater demand | Daily storm/otherwater demand | Wat-1 Mains-only demand |  |  | 0.86 | 7.1 | 3.8 | 0 | 1.4 | 0 | 8.1 | 0.7 | 15 | 3.2
|  | 2014-11-17 |  |  | 0 | [6 empty] | 2014-01-01 | 0 | 0 | 0 | 0 | 0 | 0 | 0 | 0 | 0 | 0 | 0 | 0 | 0 | 0 | 0 | 0 | 0 | 0 | 0 | 0 | 0 | 0 | 0 | 0 | 0 | 0 |  |  | 0 | 5.8 | 3.3 | 0 | 0 | 2.8 | 6.4 | 0.9 | 8.4 | 1.4
|  | 2014-11-18 |  |  | 0 | [6 empty] | 2014-01-02 | 0 | 0 | 0 | 0 | 0 | 0 | 0 | 0 | 0 | 0 | 0 | 0 | 0 | 0 | 0 | 0 | 0 | 0 | 0 | 0 | 0 | 0 | 0 | 0 | 0 | 0 |  |  | 1 | 4.4 | 4.1 | 0 | 2 | 1.6 | 8 | 1 | 32.8 | 4.1
|  | 2014-11-19 |  |  | 0 | [6 empty] | 2014-01-03 | 0 | 0 | 0 | 0 | 0 | 0 | 0 | 0 | 0 | 0 | 0 | 0 | 0 | 0 | 0 | 0 | 0 | 0 | 0 | 0 | 0 | 0 | 0 | 0 | 0 | 0 |  |  | 0.9 | 3.1 | 6 | 0 | 1.2 | 2.5 | 0.5 | 0 | 14.8 | 4.9
|  | 2014-11-20 |  |  | 0 | [6 empty] | 2014-01-04 | 0 | 0 | 0 | 0 | 0 | 0 | 0 | 0 | 0 | 0 | 0 | 0 | 0 | 0 | 0 | 0 | 0 | 0 | 0 | 0 | 0 | 0 | 0 | 0 | 0 | 0 |  |  | 0 | 3 | 1.8 | 0 | 0 | 0 | 1.7 | 0 | 1 | 3.8
|  | 2014-11-21 |  |  | 0 | [6 empty] | 2014-01-05 | 0 | 0 | 0 | 0 | 0 | 0 | 0 | 0 | 0 | 0 | 0 | 0 | 0 | 0 | 0 | 0 | 0 | 0 | 0 | 0 | 0 | 0 | 0 | 0 | 0 | 0 |  |  | 1.72 | 5.7 | 4.9 | 0.8 | 0 | 0 | 7.1 | 2.6 | 3.8 | 8.5
|  | 2014-11-22 |  |  | 0 | [6 empty] | 2014-01-06 | 0 | 0 | 0 | 0 | 0 | 0 | 0 | 0 | 0 | 0 | 0 | 0 | 0 | 0 | 0 | 0 | 0 | 0 | 0 | 0 | 0 | 0 | 0 | 0 | 0 | 0 |  |  | 1.82 | 2.9 | 0.5 | 0.7 | 2.5 | 0.6 | 2.8 | 6.5 | 4.4 | 1.9
|  | 2014-11-23 |  |  | 0 | [6 empty] | 2014-01-07 | 0 | 0 | 0 | 0 | 0 | 0 | 0 | 0 | 0 | 0 | 0 | 0 | 0 | 0 | 0 | 0 | 0 | 0 | 0 | 0 | 0 | 0 | 0 | 0 | 0 | 0 |  |  | 1.76 | 2.2 | 9.8 | 1.6 | 1.9 | 0 | 7.3 | 2.4 | 4 | 3
|  | 2014-11-24 |  |  | 0 | [6 empty] | 2014-01-08 | 0 | 0 | 0 | 0 | 0 | 0 | 0 | 0 | 0 | 0 | 0 | 0 | 0 | 0 | 0 | 0 | 0 | 0 | 0 | 0 | 0 | 0 | 0 | 0 | 0 | 0 |  |  | 0.54 | 5.8 | 2.2 | 0 | 1.3 | 0 | 8.4 | 0 | 12.4 | 3.1
|  | 2014-11-25 |  |  | 0 | [6 empty] | 2014-01-09 | 0 | 0 | 0 | 0 | 0 | 0 | 0 | 0 | 0 | 0 | 0 | 0 | 0 | 0 | 0 | 0 | 0 | 0 | 0 | 0 | 0 | 0 | 0 | 0 | 0 | 0 |  |  | 0 | 2 | 3.3 | 0.5 | 1 | 0 | 2.9 | 1 | 3.3 | 0
|  | 2014-11-26 |  |  | 0 | [6 empty] | 2014-01-10 | 0 | 0 | 0 | 0 | 0 | 0 | 0 | 0 | 0 | 0 | 0 | 0 | 0 | 0 | 0 | 0 | 0 | 0 | 0 | 0 | 0 | 0 | 0 | 0 | 0 | 0 |  |  | 0.88 | 3.8 | 2 | 1.7 | 2.4 | 1 | 2.2 | 0 | 6.9 | 7.6
|  | 2014-11-27 |  |  | 0 | [6 empty] | 2014-01-11 | 0 | 0 | 0 | 0 | 0 | 0 | 0 | 0 | 0 | 0 | 0 | 0 | 0 | 0 | 0 | 0 | 0 | 0 | 0 | 0 | 0 | 0 | 0 | 0 | 0 | 0 |  |  | 1.42 | 1.9 | 1.2 | 0.5 | 1.2 | 0.8 | 10 | 1.3 | 0.7 | 6.7
|  | 2014-11-28 |  |  | 0 | [6 empty] | 2014-01-12 | 0 | 0 | 0 | 0 | 0 | 0 | 0 | 0 | 0 | 0 | 0 | 0 | 0 | 0 | 0 | 0 | 0 | 0 | 0 | 0 | 0 | 0 | 0 | 0 | 0 | 0 |  |  | 1.54 | 3.5 | 2.6 | 0 | 1.9 | 1.4 | 5.8 | 0 | 2.2 | 4.1
|  | 2014-11-29 |  |  | 0 | [6 empty] | 2014-01-13 | 0 | 0 | 0 | 0 | 0 | 0 | 0 | 0 | 0 | 0 | 0 | 0 | 0 | 0 | 0 | 0 | 0 | 0 | 0 | 0 | 0 | 0 | 0 | 0 | 0 | 0 |  |  | 0 | 1.7 | 1.7 | 0 | 0.7 | 0.9 | 5.5 | 0.6 | 0 | 8.1
|  | 2014-11-30 |  |  | 0 | [6 empty] | 2014-01-14 | 0 | 0 | 0 | 0 | 0 | 0 | 0 | 0 | 0 | 0 | 0 | 0 | 0 | 0 | 0 | 0 | 0 | 0 | 0 | 0 | 0 | 0 | 0 | 0 | 0 | 0 |  |  | 0 | 3.4 | 1.4 | 0 | 1.3 | 0 | 4.6 | 1.1 | 0 | 1
|  | 2014-12-01 |  |  | 0 | [6 empty] | 2014-01-15 | 0 | 0 | 0 | 0 | 0 | 0 | 0 | 0 | 0 | 0 | 0 | 0 | 0 | 0 | 0 | 0 | 0 | 0 | 0 | 0 | 0 | 0 | 0 | 0 | 0 | 0 |  |  | 0 | 1.7 | 2.7 | 0 | 0.7 | 0 | 2.7 | 0.5 | 1.4 | 0
|  | 2014-12-02 |  |  | 0 | [6 empty] | 2014-01-16 | 0 | 0 | 0 | 0 | 0 | 0 | 0 | 0 | 0 | 0 | 0 | 0 | 0 | 0 | 0 | 0 | 0 | 0 | 0 | 0 | 0 | 0 | 0 | 0 | 0 | 0 |  |  | 0.68 | 2.5 | 0 | 0.7 | 1 | 0 | 1.5 | 1.4 | 7.4 | 0.8
|  | 2014-12-03 |  |  | 0 | [6 empty] | 2014-01-17 | 0 | 0 | 0 | 0 | 0 | 0 | 0 | 0 | 0 | 0 | 0 | 0 | 0 | 0 | 0 | 0 | 0 | 0 | 0 | 0 | 0 | 0 | 0 | 0 | 0 | 0 |  |  | 8.92 | 3.6 | 1.4 | 1.2 | 0.7 | 0 | 3.9 | 5 | 4 | 0
|  | 2014-12-04 |  |  | 0 | [6 empty] | 2014-01-18 | 0 | 0 | 0 | 0 | 0 | 0 | 0 | 0 | 0 | 0 | 0 | 0 | 0 | 0 | 0 | 0 | 0 | 0 | 0 | 0 | 0 | 0 | 0 | 0 | 0 | 0 |  |  | 0.9 | 0.8 | 5.6 | 0 | 3 | 0 | 9.7 | 2.9 | 4.2 | 0.6
|  | 2014-12-05 |  |  | 0 | [6 empty] | 2014-01-19 | 0 | 0 | 0 | 0 | 0 | 0 | 0 | 0 | 0 | 0 | 0 | 0 | 0 | 0 | 0 | 0 | 0 | 0 | 0 | 0 | 0 | 0 | 0 | 0 | 0 | 0 |  |  | 0.66 | 2.4 | 3.2 | 0 | 1 | 0 | 3.7 | 1.4 | 9.5 | 5.2
|  | 2014-12-06 |  |  | 0 | [6 empty] | 2014-01-20 | 0 | 0 | 0 | 0 | 0 | 0 | 0 | 0 | 0 | 0 | 0 | 0 | 0 | 0 | 0 | 0 | 0 | 0 | 0 | 0 | 0 | 0 | 0 | 0 | 0 | 0 |  |  | 0 | 1.3 | 3.7 | 0 | 0.5 | 0 | 11.7 | 0.6 | 6.4 | 2.1
|  | 2014-12-07 |  |  | 0 | [6 empty] | 2014-01-21 | 0 | 0 | 0 | 0 | 0 | 0 | 0 | 0 | 0 | 0 | 0 | 0 | 0 | 0 | 0 | 0 | 0 | 0 | 0 | 0 | 0 | 0 | 0 | 0 | 0 | 0 |  |  | 4.72 | 0 | 8 | 1.3 | 0 | 0 | 0.6 | 1.5 | 1.5 | 0.6
|  | 2014-12-08 |  |  | 0 | [6 empty] | 2014-01-22 | 0 | 0 | 0 | 0 | 0 | 0 | 0 | 0 | 0 | 0 | 0 | 0 | 0 | 0 | 0 | 0 | 0 | 0 | 0 | 0 | 0 | 0 | 0 | 0 | 0 | 0 |  |  | 1.66 | 3.4 | 1.5 | 0 | 0.5 | 0 | 7.1 | 1 | 1.1 | 0
|  | 2014-12-09 |  |  | 0 | [6 empty] | 2014-01-23 | 0 | 0 | 0 | 0 | 0 | 0 | 0 | 0 | 0 | 0 | 0 | 0 | 0 | 0 | 0 | 0 | 0 | 0 | 0 | 0 | 0 | 0 | 0 | 0 | 0 | 0 |  |  | 0 | 1.6 | 5.3 | 1.3 | 1.5 | 0 | 27.1 | 2.8 | 0 | 1.5
|  | 2014-12-10 |  |  | 0 | [6 empty] | 2014-01-24 | 0 | 0 | 0 | 0 | 0 | 0 | 0 | 0 | 0 | 0 | 0 | 0 | 0 | 0 | 0 | 0 | 0 | 0 | 0 | 0 | 0 | 0 | 0 | 0 | 0 | 0 |  |  | 0 | 5.7 | 12.1 | 0 | 1.4 | 0 | 25.2 | 4.1 | 4 | 1.2
|  | 2014-12-11 |  |  | 0 | [6 empty] | 2014-01-25 | 0 | 0 | 0 | 0 | 0 | 0 | 0 | 0 | 0 | 0 | 0 | 0 | 0 | 0 | 0 | 0 | 0 | 0 | 0 | 0 | 0 | 0 | 0 | 0 | 0 | 0 |  |  | 0 | 5 | 6.3 | 1.2 | 0.9 | 0 | 8.7 | 0 | 11.3 | 3.3
|  | 2014-12-12 |  |  | 0 | [6 empty] | 2014-01-26 | 0 | 0 | 0 | 0 | 0 | 0 | 0 | 0 | 0 | 0 | 0 | 0 | 0 | 0 | 0 | 0 | 0 | 0 | 0 | 0 | 0 | 0 | 0 | 0 | 0 | 0 |  |  | 1.42 | 3.1 | 5.2 | 0 | 0 | 0 | 4.8 | 2.3 | 8.3 | 0.9
|  | 2014-12-13 |  |  | 0 | [6 empty] | 2014-01-27 | 0 | 0 | 0 | 0 | 0 | 0 | 0 | 0 | 0 | 0 | 0 | 0 | 0 | 0 | 0 | 0 | 0 | 0 | 0 | 0 | 0 | 0 | 0 | 0 | 0 | 0 |  |  | 2.78 | 1.3 | 2 | 0 | 2.8 | 0 | 2.6 | 0.6 | 1.1 | 4.9
|  | 2014-12-14 |  |  | 0 | [6 empty] | 2014-01-28 | 0 | 0 | 0 | 0 | 0 | 0 | 0 | 0 | 0 | 0 | 0 | 0 | 0 | 0 | 0 | 0 | 0 | 0 | 0 | 0 | 0 | 0 | 0 | 0 | 0 | 0 |  |  | 1.16 | 1.6 | 1.3 | 0 | 0 | 0 | 6.2 | 0 | 1.6 | 0
|  | 2014-12-15 |  |  | 0 | [6 empty] | 2014-01-29 | 0 | 0 | 0 | 0 | 0 | 0 | 0 | 0 | 0 | 0 | 0 | 0 | 0 | 0 | 0 | 0 | 0 | 0 | 0 | 0 | 0 | 0 | 0 | 0 | 0 | 0 |  |  | 0.68 | 4.3 | 4.1 | 0 | 0 | 0 | 3.4 | 2.9 | 0 | 3.5
|  | 2014-12-16 |  |  | 0 | [6 empty] | 2014-01-30 | 0 | 0 | 0 | 0 | 0 | 0 | 0 | 0 | 0 | 0 | 0 | 0 | 0 | 0 | 0 | 0 | 0 | 0 | 0 | 0 | 0 | 0 | 0 | 0 | 0 | 0 |  |  | 1.72 | 0 | 4.6 | 0.9 | 0.6 | 0 | 0 | 0.7 | 4.2 | 3.3
|  | 2014-12-17 |  |  | 0 | [6 empty] | 2014-01-31 | 0 | 0 | 0 | 0 | 0 | 0 | 0 | 0 | 0 | 0 | 0 | 0 | 0 | 0 | 0 | 0 | 0 | 0 | 0 | 0 | 0 | 0 | 0 | 0 | 0 | 0 |  |  | 0.74 | 0.7 | 4.1 | 0 | 0.6 | 0 | 3.7 | 0 | 1.8 | 0.7
|  | 2014-12-18 |  |  | 0 | [6 empty] | 2014-02-01 | 0 | 0 | 0 | 0 | 0 | 0 | 0 | 0 | 0 | 0 | 0 | 0 | 0 | 0 | 0 | 0 | 0 | 0 | 0 | 0 | 0 | 0 | 0 | 0 | 0 | 0 |  |  | 0 | 1.3 | 3.2 | 2.4 | 1.9 | 0 | 6.1 | 0 | 7.8 | 5.2
|  | 2014-12-19 |  |  | 0 | [6 empty] | 2014-02-02 | 0 | 0 | 0 | 0 | 0 | 0 | 0 | 0 | 0 | 0 | 0 | 0 | 0 | 0 | 0 | 0 | 0 | 0 | 0 | 0 | 0 | 0 | 0 | 0 | 0 | 0 |  |  | 1.48 | 3.2 | 2.7 | 0 | 0.8 | 0 | 5.9 | 0 | 4.8 | 7.2
|  | 2014-12-20 |  |  | 0 | [6 empty] | 2014-02-03 | 0 | 0 | 0 | 0 | 0 | 0 | 0 | 0 | 0 | 0 | 0 | 0 | 0 | 0 | 0 | 0 | 0 | 0 | 0 | 0 | 0 | 0 | 0 | 0 | 0 | 0 |  |  | 0 | 1.8 | 0 | 0.9 | 0.7 | 0 | 6.6 | 0.8 | 11.1 | 0.7
|  | 2014-12-21 |  |  | 0 | [6 empty] | 2014-02-04 | 0 | 0 | 0 | 0 | 0 | 0 | 0 | 0 | 0 | 0 | 0 | 0 | 0 | 0 | 0 | 0 | 0 | 0 | 0 | 0 | 0 | 0 | 0 | 0 | 0 | 0 |  |  | 2.92 | 0.6 | 0 | 0.7 | 2.9 | 0 | 5.8 | 0.9 | 7 | 1.7
|  | 2014-12-22 |  |  | 0 | [6 empty] | 2014-02-05 | 0 | 0 | 0 | 0 | 0 | 0 | 0 | 0 | 0 | 0 | 0 | 0 | 0 | 0 | 0 | 0 | 0 | 0 | 0 | 0 | 0 | 0 | 0 | 0 | 0 | 0 |  |  | 3.08 | 0 | 0 | 0 | 2.7 | 0 | 9 | 1 | 4.7 | 11.4
|  | 2014-12-23 |  |  | 0 | [6 empty] | 2014-02-06 | 0 | 0 | 0 | 0 | 0 | 0 | 0 | 0 | 0 | 0 | 0 | 0 | 0 | 0 | 0 | 0 | 0 | 0 | 0 | 0 | 0 | 0 | 0 | 0 | 0 | 0 |  |  | 2.38 | 0 | 0 | 1 | 0.9 | 0 | 12.6 | 0 | 5.7 | 18.3
|  | 2014-12-24 |  |  | 0 | [6 empty] | 2014-02-07 | 0 | 0 | 0 | 0 | 0 | 0 | 0 | 0 | 0 | 0 | 0 | 0 | 0 | 0 | 0 | 0 | 0 | 0 | 0 | 0 | 0 | 0 | 0 | 0 | 0 | 0 |  |  | 2.64 | 0 | 5.2 | 0 | 0 | 0 | 26.1 | 1 | 7 | 3
|  | 2014-12-25 |  |  | 0 | [6 empty] | 2014-02-08 | 0 | 0 | 0 | 0 | 0 | 0 | 0 | 0 | 0 | 0 | 0 | 0 | 0 | 0 | 0 | 0 | 0 | 0 | 0 | 0 | 0 | 0 | 0 | 0 | 0 | 0 |  |  | 0 | 1.5 | 4.4 | 0 | 4 | 0 | 16.5 | 0 | 1.8 | 2.1
|  | 2014-12-26 |  |  | 0 | [6 empty] | 2014-02-09 | 0 | 0 | 0 | 0 | 0 | 0 | 0 | 0 | 0 | 0 | 0 | 0 | 0 | 0 | 0 | 0 | 0 | 0 | 0 | 0 | 0 | 0 | 0 | 0 | 0 | 0 |  |  | 1.62 | 0.6 | 1.6 | 0 | 1 | 0 | 17.9 | 0.6 | 5.6 | 9.3
|  | 2014-12-27 |  |  | 0 | [6 empty] | 2014-02-10 | 0 | 0 | 0 | 0 | 0 | 0 | 0 | 0 | 0 | 0 | 0 | 0 | 0 | 0 | 0 | 0 | 0 | 0 | 0 | 0 | 0 | 0 | 0 | 0 | 0 | 0 |  |  | 6.88 | 0.8 | 15.4 | 0 | 5.3 | 0 | 11.6 | 5.6 | 11.3 | 12.8
|  | 2014-12-28 |  |  | 0 | [6 empty] | 2014-02-11 | 0 | 0 | 0 | 0 | 0 | 0 | 0 | 0 | 0 | 0 | 0 | 0 | 0 | 0 | 0 | 0 | 0 | 0 | 0 | 0 | 0 | 0 | 0 | 0 | 0 | 0 |  |  | 3.38 | 0.5 | 5.5 | 0 | 1.2 | 0 | 9.8 | 1.2 | 2.4 | 8.5
|  | 2014-12-29 |  |  | 0 | [6 empty] | 2014-02-12 | 0 | 0 | 0 | 0 | 0 | 0 | 0 | 0 | 0 | 0 | 0 | 0 | 0 | 0 | 0 | 0 | 0 | 0 | 0 | 0 | 0 | 0 | 0 | 0 | 0 | 0 |  |  | 1.8 | 1 | 11.7 | 0 | 0.6 | 0 | 28.8 | 1.6 | 11.2 | 4.7
|  | 2014-12-30 |  |  | 0 | [6 empty] | 2014-02-13 | 0 | 0 | 0 | 0 | 0 | 0 | 0 | 0 | 0 | 0 | 0 | 0 | 0 | 0 | 0 | 0 | 0 | 0 | 0 | 0 | 0 | 0 | 0 | 0 | 0 | 0 |  |  | 0.8 | 0 | 2.7 | 0 | 0.8 | 0 | 13 | 1.1 | 7 | 8.6
|  | 2014-12-31 |  |  | 0 | [6 empty] | 2014-02-14 | 0 | 0 | 0 | 0 | 0 | 0 | 0 | 0 | 0 | 0 | 0 | 0 | 0 | 0 | 0 | 0 | 0 | 0 | 0 | 0 | 0 | 0 | 0 | 0 | 0 | 0 |  |  | 0 | 0.8 | 15.7 | 0.8 | 0.6 | 0 | 11.6 | 0 | 8.9 | 3
[12 empty] | 2014-02-15 | 0 | 0 | 0 | 0 | 0 | 0 | 0 | 0 | 0 | 0 | 0 | 0 | 0 | 0 | 0 | 0 | 0 | 0 | 0 | 0 | 0 | 0 | 0 | 0 | 0 | 0
[12 empty] | 2014-02-16 | 0 | 0 | 0 | 0 | 0 | 0 | 0 | 0 | 0 | 0 | 0 | 0 | 0 | 0 | 0 | 0 | 0 | 0 | 0 | 0 | 0 | 0 | 0 | 0 | 0 | 0
[12 empty] | 2014-02-17 | 0 | 0 | 0 | 0 | 0 | 0 | 0 | 0 | 0 | 0 | 0 | 0 | 0 | 0 | 0 | 0 | 0 | 0 | 0 | 0 | 0 | 0 | 0 | 0 | 0 | 0
[12 empty] | 2014-02-18 | 0 | 0 | 0 | 0 | 0 | 0 | 0 | 0 | 0 | 0 | 0 | 0 | 0 | 0 | 0 | 0 | 0 | 0 | 0 | 0 | 0 | 0 | 0 | 0 | 0 | 0
[12 empty] | 2014-02-19 | 0 | 0 | 0 | 0 | 0 | 0 | 0 | 0 | 0 | 0 | 0 | 0 | 0 | 0 | 0 | 0 | 0 | 0 | 0 | 0 | 0 | 0 | 0 | 0 | 0 | 0
[12 empty] | 2014-02-20 | 0 | 0 | 0 | 0 | 0 | 0 | 0 | 0 | 0 | 0 | 0 | 0 | 0 | 0 | 0 | 0 | 0 | 0 | 0 | 0 | 0 | 0 | 0 | 0 | 0 | 0
[12 empty] | 2014-02-21 | 0 | 0 | 0 | 0 | 0 | 0 | 0 | 0 | 0 | 0 | 0 | 0 | 0 | 0 | 0 | 0 | 0 | 0 | 0 | 0 | 0 | 0 | 0 | 0 | 0 | 0
[12 empty] | 2014-02-22 | 0 | 0 | 0 | 0 | 0 | 0 | 0 | 0 | 0 | 0 | 0 | 0 | 0 | 0 | 0 | 0 | 0 | 0 | 0 | 0 | 0 | 0 | 0 | 0 | 0 | 0
[12 empty] | 2014-02-23 | 0 | 0 | 0 | 0 | 0 | 0 | 0 | 0 | 0 | 0 | 0 | 0 | 0 | 0 | 0 | 0 | 0 | 0 | 0 | 0 | 0 | 0 | 0 | 0 | 0 | 0
[12 empty] | 2014-02-24 | 0 | 0 | 0 | 0 | 0 | 0 | 0 | 0 | 0 | 0 | 0 | 0 | 0 | 0 | 0 | 0 | 0 | 0 | 0 | 0 | 0 | 0 | 0 | 0 | 0 | 0
[12 empty] | 2014-02-25 | 0 | 0 | 0 | 0 | 0 | 0 | 0 | 0 | 0 | 0 | 0 | 0 | 0 | 0 | 0 | 0 | 0 | 0 | 0 | 0 | 0 | 0 | 0 | 0 | 0 | 0
[12 empty] | 2014-02-26 | 0 | 0 | 0 | 0 | 0 | 0 | 0 | 0 | 0 | 0 | 0 | 0 | 0 | 0 | 0 | 0 | 0 | 0 | 0 | 0 | 0 | 0 | 0 | 0 | 0 | 0
[12 empty] | 2014-02-27 | 0 | 0 | 0 | 0 | 0 | 0 | 0 | 0 | 0 | 0 | 0 | 0 | 0 | 0 | 0 | 0 | 0 | 0 | 0 | 0 | 0 | 0 | 0 | 0 | 0 | 0
[12 empty] | 2014-02-28 | 0 | 0 | 0 | 0 | 0 | 0 | 0 | 0 | 0 | 0 | 0 | 0 | 0 | 0 | 0 | 0 | 0 | 0 | 0 | 0 | 0 | 0 | 0 | 0 | 0 | 0
[12 empty] | 2014-03-01 | 0 | 0 | 0 | 0 | 0 | 0 | 0 | 0 | 0 | 0 | 0 | 0 | 0 | 0 | 0 | 0 | 0 | 0 | 0 | 0 | 0 | 0 | 0 | 0 | 0 | 0
[12 empty] | 2014-03-02 | 0 | 0 | 0 | 0 | 0 | 0 | 0 | 0 | 0 | 0 | 0 | 0 | 0 | 0 | 0 | 0 | 0 | 0 | 0 | 0 | 0 | 0 | 0 | 0 | 0 | 0
[12 empty] | 2014-03-03 | 0 | 0 | 0 | 0 | 0 | 0 | 0 | 0 | 0 | 0 | 0 | 0 | 0 | 0 | 0 | 0 | 0 | 0 | 0 | 0 | 0 | 0 | 0 | 0 | 0 | 0
[12 empty] | 2014-03-04 | 0 | 0 | 0 | 0 | 0 | 0 | 0 | 0 | 0 | 0 | 0 | 0 | 0 | 0 | 0 | 0 | 0 | 0 | 0 | 0 | 0 | 0 | 0 | 0 | 0 | 0
[12 empty] | 2014-03-05 | 0 | 0 | 0 | 0 | 0 | 0 | 0 | 0 | 0 | 0 | 0 | 0 | 0 | 0 | 0 | 0 | 0 | 0 | 0 | 0 | 0 | 0 | 0 | 0 | 0 | 0
[12 empty] | 2014-03-06 | 0 | 0 | 0 | 0 | 0 | 0 | 0 | 0 | 0 | 0 | 0 | 0 | 0 | 0 | 0 | 0 | 0 | 0 | 0 | 0 | 0 | 0 | 0 | 0 | 0 | 0
[12 empty] | 2014-03-07 | 0 | 0 | 0 | 0 | 0 | 0 | 0 | 0 | 0 | 0 | 0 | 0 | 0 | 0 | 0 | 0 | 0 | 0 | 0 | 0 | 0 | 0 | 0 | 0 | 0 | 0
[12 empty] | 2014-03-08 | 0 | 0 | 0 | 0 | 0 | 0 | 0 | 0 | 0 | 0 | 0 | 0 | 0 | 0 | 0 | 0 | 0 | 0 | 0 | 0 | 0 | 0 | 0 | 0 | 0 | 0
[12 empty] | 2014-03-09 | 0 | 0 | 0 | 0 | 0 | 0 | 0 | 0 | 0 | 0 | 0 | 0 | 0 | 0 | 0 | 0 | 0 | 0 | 0 | 0 | 0 | 0 | 0 | 0 | 0 | 0
[12 empty] | 2014-03-10 | 0 | 0 | 0 | 0 | 0 | 0 | 0 | 0 | 0 | 0 | 0 | 0 | 0 | 0 | 0 | 0 | 0 | 0 | 0 | 0 | 0 | 0 | 0 | 0 | 0 | 0
[12 empty] | 2014-03-11 | 0 | 0 | 0 | 0 | 0 | 0 | 0 | 0 | 0 | 0 | 0 | 0 | 0 | 0 | 0 | 0 | 0 | 0 | 0 | 0 | 0 | 0 | 0 | 0 | 0 | 0
[12 empty] | 2014-03-12 | 0 | 0 | 0 | 0 | 0 | 0 | 0 | 0 | 0 | 0 | 0 | 0 | 0 | 0 | 0 | 0 | 0 | 0 | 0 | 0 | 0 | 0 | 0 | 0 | 0 | 0
[12 empty] | 2014-03-13 | 0 | 0 | 0 | 0 | 0 | 0 | 0 | 0 | 0 | 0 | 0 | 0 | 0 | 0 | 0 | 0 | 0 | 0 | 0 | 0 | 0 | 0 | 0 | 0 | 0 | 0
[12 empty] | 2014-03-14 | 0 | 0 | 0 | 0 | 0 | 0 | 0 | 0 | 0 | 0 | 0 | 0 | 0 | 0 | 0 | 0 | 0 | 0 | 0 | 0 | 0 | 0 | 0 | 0 | 0 | 0
[12 empty] | 2014-03-15 | 0 | 0 | 0 | 0 | 0 | 0 | 0 | 0 | 0 | 0 | 0 | 0 | 0 | 0 | 0 | 0 | 0 | 0 | 0 | 0 | 0 | 0 | 0 | 0 | 0 | 0
[12 empty] | 2014-03-16 | 0 | 0 | 0 | 0 | 0 | 0 | 0 | 0 | 0 | 0 | 0 | 0 | 0 | 0 | 0 | 0 | 0 | 0 | 0 | 0 | 0 | 0 | 0 | 0 | 0 | 0
[12 empty] | 2014-03-17 | 0 | 0 | 0 | 0 | 0 | 0 | 0 | 0 | 0 | 0 | 0 | 0 | 0 | 0 | 0 | 0 | 0 | 0 | 0 | 0 | 0 | 0 | 0 | 0 | 0 | 0
[12 empty] | 2014-03-18 | 0 | 0 | 0 | 0 | 0 | 0 | 0 | 0 | 0 | 0 | 0 | 0 | 0 | 0 | 0 | 0 | 0 | 0 | 0 | 0 | 0 | 0 | 0 | 0 | 0 | 0
[12 empty] | 2014-03-19 | 0 | 0 | 0 | 0 | 0 | 0 | 0 | 0 | 0 | 0 | 0 | 0 | 0 | 0 | 0 | 0 | 0 | 0 | 0 | 0 | 0 | 0 | 0 | 0 | 0 | 0
[12 empty] | 2014-03-20 | 0 | 0 | 0 | 0 | 0 | 0 | 0 | 0 | 0 | 0 | 0 | 0 | 0 | 0 | 0 | 0 | 0 | 0 | 0 | 0 | 0 | 0 | 0 | 0 | 0 | 0
[12 empty] | 2014-03-21 | 0 | 0 | 0 | 0 | 0 | 0 | 0 | 0 | 0 | 0 | 0 | 0 | 0 | 0 | 0 | 0 | 0 | 0 | 0 | 0 | 0 | 0 | 0 | 0 | 0 | 0
[12 empty] | 2014-03-22 | 0 | 0 | 0 | 0 | 0 | 0 | 0 | 0 | 0 | 0 | 0 | 0 | 0 | 0 | 0 | 0 | 0 | 0 | 0 | 0 | 0 | 0 | 0 | 0 | 0 | 0
[12 empty] | 2014-03-23 | 0 | 0 | 0 | 0 | 0 | 0 | 0 | 0 | 0 | 0 | 0 | 0 | 0 | 0 | 0 | 0 | 0 | 0 | 0 | 0 | 0 | 0 | 0 | 0 | 0 | 0
[12 empty] | 2014-03-24 | 0 | 0 | 0 | 0 | 0 | 0 | 0 | 0 | 0 | 0 | 0 | 0 | 0 | 0 | 0 | 0 | 0 | 0 | 0 | 0 | 0 | 0 | 0 | 0 | 0 | 0
[12 empty] | 2014-03-25 | 0 | 0 | 0 | 0 | 0 | 0 | 0 | 0 | 0 | 0 | 0 | 0 | 0 | 0 | 0 | 0 | 0 | 0 | 0 | 0 | 0 | 0 | 0 | 0 | 0 | 0
[12 empty] | 2014-03-26 | 0 | 0 | 0 | 0 | 0 | 0 | 0 | 0 | 0 | 0 | 0 | 0 | 0 | 0 | 0 | 0 | 0 | 0 | 0 | 0 | 0 | 0 | 0 | 0 | 0 | 0
[12 empty] | 2014-03-27 | 0 | 0 | 0 | 0 | 0 | 0 | 0 | 0 | 0 | 0 | 0 | 0 | 0 | 0 | 0 | 0 | 0 | 0 | 0 | 0 | 0 | 0 | 0 | 0 | 0 | 0
[12 empty] | 2014-03-28 | 0 | 0 | 0 | 0 | 0 | 0 | 0 | 0 | 0 | 0 | 0 | 0 | 0 | 0 | 0 | 0 | 0 | 0 | 0 | 0 | 0 | 0 | 0 | 0 | 0 | 0
[12 empty] | 2014-03-29 | 0 | 0 | 0 | 0 | 0 | 0 | 0 | 0 | 0 | 0 | 0 | 0 | 0 | 0 | 0 | 0 | 0 | 0 | 0 | 0 | 0 | 0 | 0 | 0 | 0 | 0
[12 empty] | 2014-03-30 | 0 | 0 | 0 | 0 | 0 | 0 | 0 | 0 | 0 | 0 | 0 | 0 | 0 | 0 | 0 | 0 | 0 | 0 | 0 | 0 | 0 | 0 | 0 | 0 | 0 | 0
[12 empty] | 2014-03-31 | 0 | 0 | 0 | 0 | 0 | 0 | 0 | 0 | 0 | 0 | 0 | 0 | 0 | 0 | 0 | 0 | 0 | 0 | 0 | 0 | 0 | 0 | 0 | 0 | 0 | 0
[12 empty] | 2014-04-01 | 0 | 0 | 0 | 0 | 0 | 0 | 0 | 0 | 0 | 0 | 0 | 0 | 0 | 0 | 0 | 0 | 0 | 0 | 0 | 0 | 0 | 0 | 0 | 0 | 0 | 0
[12 empty] | 2014-04-02 | 0 | 0 | 0 | 0 | 0 | 0 | 0 | 0 | 0 | 0 | 0 | 0 | 0 | 0 | 0 | 0 | 0 | 0 | 0 | 0 | 0 | 0 | 0 | 0 | 0 | 0
[12 empty] | 2014-04-03 | 0 | 0 | 0 | 0 | 0 | 0 | 0 | 0 | 0 | 0 | 0 | 0 | 0 | 0 | 0 | 0 | 0 | 0 | 0 | 0 | 0 | 0 | 0 | 0 | 0 | 0
[12 empty] | 2014-04-04 | 0 | 0 | 0 | 0 | 0 | 0 | 0 | 0 | 0 | 0 | 0 | 0 | 0 | 0 | 0 | 0 | 0 | 0 | 0 | 0 | 0 | 0 | 0 | 0 | 0 | 0
[12 empty] | 2014-04-05 | 0 | 0 | 0 | 0 | 0 | 0 | 0 | 0 | 0 | 0 | 0 | 0 | 0 | 0 | 0 | 0 | 0 | 0 | 0 | 0 | 0 | 0 | 0 | 0 | 0 | 0
[12 empty] | 2014-04-06 | 0 | 0 | 0 | 0 | 0 | 0 | 0 | 0 | 0 | 0 | 0 | 0 | 0 | 0 | 0 | 0 | 0 | 0 | 0 | 0 | 0 | 0 | 0 | 0 | 0 | 0
[12 empty] | 2014-04-07 | 0 | 0 | 0 | 0 | 0 | 0 | 0 | 0 | 0 | 0 | 0 | 0 | 0 | 0 | 0 | 0 | 0 | 0 | 0 | 0 | 0 | 0 | 0 | 0 | 0 | 0
[12 empty] | 2014-04-08 | 0 | 0 | 0 | 0 | 0 | 0 | 0 | 0 | 0 | 0 | 0 | 0 | 0 | 0 | 0 | 0 | 0 | 0 | 0 | 0 | 0 | 0 | 0 | 0 | 0 | 0
[12 empty] | 2014-04-09 | 0 | 0 | 0 | 0 | 0 | 0 | 0 | 0 | 0 | 0 | 0 | 0 | 0 | 0 | 0 | 0 | 0 | 0 | 0 | 0 | 0 | 0 | 0 | 0 | 0 | 0
[12 empty] | 2014-04-10 | 0 | 0 | 0 | 0 | 0 | 0 | 0 | 0 | 0 | 0 | 0 | 0 | 0 | 0 | 0 | 0 | 0 | 0 | 0 | 0 | 0 | 0 | 0 | 0 | 0 | 0
[12 empty] | 2014-04-11 | 0 | 0 | 0 | 0 | 0 | 0 | 0 | 0 | 0 | 0 | 0 | 0 | 0 | 0 | 0 | 0 | 0 | 0 | 0 | 0 | 0 | 0 | 0 | 0 | 0 | 0
[12 empty] | 2014-04-12 | 0 | 0 | 0 | 0 | 0 | 0 | 0 | 0 | 0 | 0 | 0 | 0 | 0 | 0 | 0 | 0 | 0 | 0 | 0 | 0 | 0 | 0 | 0 | 0 | 0 | 0
[12 empty] | 2014-04-13 | 0 | 0 | 0 | 0 | 0 | 0 | 0 | 0 | 0 | 0 | 0 | 0 | 0 | 0 | 0 | 0 | 0 | 0 | 0 | 0 | 0 | 0 | 0 | 0 | 0 | 0
[12 empty] | 2014-04-14 | 0 | 0 | 0 | 0 | 0 | 0 | 0 | 0 | 0 | 0 | 0 | 0 | 0 | 0 | 0 | 0 | 0 | 0 | 0 | 0 | 0 | 0 | 0 | 0 | 0 | 0
[12 empty] | 2014-04-15 | 0 | 0 | 0 | 0 | 0 | 0 | 0 | 0 | 0 | 0 | 0 | 0 | 0 | 0 | 0 | 0 | 0 | 0 | 0 | 0 | 0 | 0 | 0 | 0 | 0 | 0
[12 empty] | 2014-04-16 | 0 | 0 | 0 | 0 | 0 | 0 | 0 | 0 | 0 | 0 | 0 | 0 | 0 | 0 | 0 | 0 | 0 | 0 | 0 | 0 | 0 | 0 | 0 | 0 | 0 | 0
[12 empty] | 2014-04-17 | 0 | 0 | 0 | 0 | 0 | 0 | 0 | 0 | 0 | 0 | 0 | 0 | 0 | 0 | 0 | 0 | 0 | 0 | 0 | 0 | 0 | 0 | 0 | 0 | 0 | 0
[12 empty] | 2014-04-18 | 0 | 0 | 0 | 0 | 0 | 0 | 0 | 0 | 0 | 0 | 0 | 0 | 0 | 0 | 0 | 0 | 0 | 0 | 0 | 0 | 0 | 0 | 0 | 0 | 0 | 0
[12 empty] | 2014-04-19 | 0 | 0 | 0 | 0 | 0 | 0 | 0 | 0 | 0 | 0 | 0 | 0 | 0 | 0 | 0 | 0 | 0 | 0 | 0 | 0 | 0 | 0 | 0 | 0 | 0 | 0
[12 empty] | 2014-04-20 | 0 | 0 | 0 | 0 | 0 | 0 | 0 | 0 | 0 | 0 | 0 | 0 | 0 | 0 | 0 | 0 | 0 | 0 | 0 | 0 | 0 | 0 | 0 | 0 | 0 | 0
[12 empty] | 2014-04-21 | 0 | 0 | 0 | 0 | 0 | 0 | 0 | 0 | 0 | 0 | 0 | 0 | 0 | 0 | 0 | 0 | 0 | 0 | 0 | 0 | 0 | 0 | 0 | 0 | 0 | 0
[12 empty] | 2014-04-22 | 0 | 0 | 0 | 0 | 0 | 0 | 0 | 0 | 0 | 0 | 0 | 0 | 0 | 0 | 0 | 0 | 0 | 0 | 0 | 0 | 0 | 0 | 0 | 0 | 0 | 0
[12 empty] | 2014-04-23 | 0 | 0 | 0 | 0 | 0 | 0 | 0 | 0 | 0 | 0 | 0 | 0 | 0 | 0 | 0 | 0 | 0 | 0 | 0 | 0 | 0 | 0 | 0 | 0 | 0 | 0
[12 empty] | 2014-04-24 | 0 | 0 | 0 | 0 | 0 | 0 | 0 | 0 | 0 | 0 | 0 | 0 | 0 | 0 | 0 | 0 | 0 | 0 | 0 | 0 | 0 | 0 | 0 | 0 | 0 | 0
[12 empty] | 2014-04-25 | 0 | 0 | 0 | 0 | 0 | 0 | 0 | 0 | 0 | 0 | 0 | 0 | 0 | 0 | 0 | 0 | 0 | 0 | 0 | 0 | 0 | 0 | 0 | 0 | 0 | 0
[12 empty] | 2014-04-26 | 0 | 0 | 0 | 0 | 0 | 0 | 0 | 0 | 0 | 0 | 0 | 0 | 0 | 0 | 0 | 0 | 0 | 0 | 0 | 0 | 0 | 0 | 0 | 0 | 0 | 0
[12 empty] | 2014-04-27 | 0 | 0 | 0 | 0 | 0 | 0 | 0 | 0 | 0 | 0 | 0 | 0 | 0 | 0 | 0 | 0 | 0 | 0 | 0 | 0 | 0 | 0 | 0 | 0 | 0 | 0
[12 empty] | 2014-04-28 | 0 | 0 | 0 | 0 | 0 | 0 | 0 | 0 | 0 | 0 | 0 | 0 | 0 | 0 | 0 | 0 | 0 | 0 | 0 | 0 | 0 | 0 | 0 | 0 | 0 | 0
[12 empty] | 2014-04-29 | 0 | 0 | 0 | 0 | 0 | 0 | 0 | 0 | 0 | 0 | 0 | 0 | 0 | 0 | 0 | 0 | 0 | 0 | 0 | 0 | 0 | 0 | 0 | 0 | 0 | 0
[12 empty] | 2014-04-30 | 0 | 0 | 0 | 0 | 0 | 0 | 0 | 0 | 0 | 0 | 0 | 0 | 0 | 0 | 0 | 0 | 0 | 0 | 0 | 0 | 0 | 0 | 0 | 0 | 0 | 0
[12 empty] | 2014-05-01 | 0 | 0 | 0 | 0 | 0 | 0 | 0 | 0 | 0 | 0 | 0 | 0 | 0 | 0 | 0 | 0 | 0 | 0 | 0 | 0 | 0 | 0 | 0 | 0 | 0 | 0
[12 empty] | 2014-05-02 | 0 | 0 | 0 | 0 | 0 | 0 | 0 | 0 | 0 | 0 | 0 | 0 | 0 | 0 | 0 | 0 | 0 | 0 | 0 | 0 | 0 | 0 | 0 | 0 | 0 | 0
[12 empty] | 2014-05-03 | 0 | 0 | 0 | 0 | 0 | 0 | 0 | 0 | 0 | 0 | 0 | 0 | 0 | 0 | 0 | 0 | 0 | 0 | 0 | 0 | 0 | 0 | 0 | 0 | 0 | 0
[12 empty] | 2014-05-04 | 0 | 0 | 0 | 0 | 0 | 0 | 0 | 0 | 0 | 0 | 0 | 0 | 0 | 0 | 0 | 0 | 0 | 0 | 0 | 0 | 0 | 0 | 0 | 0 | 0 | 0
[12 empty] | 2014-05-05 | 0 | 0 | 0 | 0 | 0 | 0 | 0 | 0 | 0 | 0 | 0 | 0 | 0 | 0 | 0 | 0 | 0 | 0 | 0 | 0 | 0 | 0 | 0 | 0 | 0 | 0
[12 empty] | 2014-05-06 | 0 | 0 | 0 | 0 | 0 | 0 | 0 | 0 | 0 | 0 | 0 | 0 | 0 | 0 | 0 | 0 | 0 | 0 | 0 | 0 | 0 | 0 | 0 | 0 | 0 | 0
[12 empty] | 2014-05-07 | 0 | 0 | 0 | 0 | 0 | 0 | 0 | 0 | 0 | 0 | 0 | 0 | 0 | 0 | 0 | 0 | 0 | 0 | 0 | 0 | 0 | 0 | 0 | 0 | 0 | 0
[12 empty] | 2014-05-08 | 0 | 0 | 0 | 0 | 0 | 0 | 0 | 0 | 0 | 0 | 0 | 0 | 0 | 0 | 0 | 0 | 0 | 0 | 0 | 0 | 0 | 0 | 0 | 0 | 0 | 0
[12 empty] | 2014-05-09 | 0 | 0 | 0 | 0 | 0 | 0 | 0 | 0 | 0 | 0 | 0 | 0 | 0 | 0 | 0 | 0 | 0 | 0 | 0 | 0 | 0 | 0 | 0 | 0 | 0 | 0
[12 empty] | 2014-05-10 | 0 | 0 | 0 | 0 | 0 | 0 | 0 | 0 | 0 | 0 | 0 | 0 | 0 | 0 | 0 | 0 | 0 | 0 | 0 | 0 | 0 | 0 | 0 | 0 | 0 | 0
[12 empty] | 2014-05-11 | 0 | 0 | 0 | 0 | 0 | 0 | 0 | 0 | 0 | 0 | 0 | 0 | 0 | 0 | 0 | 0 | 0 | 0 | 0 | 0 | 0 | 0 | 0 | 0 | 0 | 0
[12 empty] | 2014-05-12 | 0 | 0 | 0 | 0 | 0 | 0 | 0 | 0 | 0 | 0 | 0 | 0 | 0 | 0 | 0 | 0 | 0 | 0 | 0 | 0 | 0 | 0 | 0 | 0 | 0 | 0
[12 empty] | 2014-05-13 | 0 | 0 | 0 | 0 | 0 | 0 | 0 | 0 | 0 | 0 | 0 | 0 | 0 | 0 | 0 | 0 | 0 | 0 | 0 | 0 | 0 | 0 | 0 | 0 | 0 | 0
[12 empty] | 2014-05-14 | 0 | 0 | 0 | 0 | 0 | 0 | 0 | 0 | 0 | 0 | 0 | 0 | 0 | 0 | 0 | 0 | 0 | 0 | 0 | 0 | 0 | 0 | 0 | 0 | 0 | 0
[12 empty] | 2014-05-15 | 0 | 0 | 0 | 0 | 0 | 0 | 0 | 0 | 0 | 0 | 0 | 0 | 0 | 0 | 0 | 0 | 0 | 0 | 0 | 0 | 0 | 0 | 0 | 0 | 0 | 0
[12 empty] | 2014-05-16 | 0 | 0 | 0 | 0 | 0 | 0 | 0 | 0 | 0 | 0 | 0 | 0 | 0 | 0 | 0 | 0 | 0 | 0 | 0 | 0 | 0 | 0 | 0 | 0 | 0 | 0
[12 empty] | 2014-05-17 | 0 | 0 | 0 | 0 | 0 | 0 | 0 | 0 | 0 | 0 | 0 | 0 | 0 | 0 | 0 | 0 | 0 | 0 | 0 | 0 | 0 | 0 | 0 | 0 | 0 | 0
[12 empty] | 2014-05-18 | 0 | 0 | 0 | 0 | 0 | 0 | 0 | 0 | 0 | 0 | 0 | 0 | 0 | 0 | 0 | 0 | 0 | 0 | 0 | 0 | 0 | 0 | 0 | 0 | 0 | 0
[12 empty] | 2014-05-19 | 0 | 0 | 0 | 0 | 0 | 0 | 0 | 0 | 0 | 0 | 0 | 0 | 0 | 0 | 0 | 0 | 0 | 0 | 0 | 0 | 0 | 0 | 0 | 0 | 0 | 0
[12 empty] | 2014-05-20 | 0 | 0 | 0 | 0 | 0 | 0 | 0 | 0 | 0 | 0 | 0 | 0 | 0 | 0 | 0 | 0 | 0 | 0 | 0 | 0 | 0 | 0 | 0 | 0 | 0 | 0
[12 empty] | 2014-05-21 | 0 | 0 | 0 | 0 | 0 | 0 | 0 | 0 | 0 | 0 | 0 | 0 | 0 | 0 | 0 | 0 | 0 | 0 | 0 | 0 | 0 | 0 | 0 | 0 | 0 | 0
[12 empty] | 2014-05-22 | 0 | 0 | 0 | 0 | 0 | 0 | 0 | 0 | 0 | 0 | 0 | 0 | 0 | 0 | 0 | 0 | 0 | 0 | 0 | 0 | 0 | 0 | 0 | 0 | 0 | 0
[12 empty] | 2014-05-23 | 0 | 0 | 0 | 0 | 0 | 0 | 0 | 0 | 0 | 0 | 0 | 0 | 0 | 0 | 0 | 0 | 0 | 0 | 0 | 0 | 0 | 0 | 0 | 0 | 0 | 0
[12 empty] | 2014-05-24 | 0 | 0 | 0 | 0 | 0 | 0 | 0 | 0 | 0 | 0 | 0 | 0 | 0 | 0 | 0 | 0 | 0 | 0 | 0 | 0 | 0 | 0 | 0 | 0 | 0 | 0
[12 empty] | 2014-05-25 | 0 | 0 | 0 | 0 | 0 | 0 | 0 | 0 | 0 | 0 | 0 | 0 | 0 | 0 | 0 | 0 | 0 | 0 | 0 | 0 | 0 | 0 | 0 | 0 | 0 | 0
[12 empty] | 2014-05-26 | 0 | 0 | 0 | 0 | 0 | 0 | 0 | 0 | 0 | 0 | 0 | 0 | 0 | 0 | 0 | 0 | 0 | 0 | 0 | 0 | 0 | 0 | 0 | 0 | 0 | 0
[12 empty] | 2014-05-27 | 0 | 0 | 0 | 0 | 0 | 0 | 0 | 0 | 0 | 0 | 0 | 0 | 0 | 0 | 0 | 0 | 0 | 0 | 0 | 0 | 0 | 0 | 0 | 0 | 0 | 0
[12 empty] | 2014-05-28 | 0 | 0 | 0 | 0 | 0 | 0 | 0 | 0 | 0 | 0 | 0 | 0 | 0 | 0 | 0 | 0 | 0 | 0 | 0 | 0 | 0 | 0 | 0 | 0 | 0 | 0
[12 empty] | 2014-05-29 | 0 | 0 | 0 | 0 | 0 | 0 | 0 | 0 | 0 | 0 | 0 | 0 | 0 | 0 | 0 | 0 | 0 | 0 | 0 | 0 | 0 | 0 | 0 | 0 | 0 | 0
[12 empty] | 2014-05-30 | 0 | 0 | 0 | 0 | 0 | 0 | 0 | 0 | 0 | 0 | 0 | 0 | 0 | 0 | 0 | 0 | 0 | 0 | 0 | 0 | 0 | 0 | 0 | 0 | 0 | 0
[12 empty] | 2014-05-31 | 0 | 0 | 0 | 0 | 0 | 0 | 0 | 0 | 0 | 0 | 0 | 0 | 0 | 0 | 0 | 0 | 0 | 0 | 0 | 0 | 0 | 0 | 0 | 0 | 0 | 0
[12 empty] | 2014-06-01 | 0 | 0 | 0 | 0 | 0 | 0 | 0 | 0 | 0 | 0 | 0 | 0 | 0 | 0 | 0 | 0 | 0 | 0 | 0 | 0 | 0 | 0 | 0 | 0 | 0 | 0
[12 empty] | 2014-06-02 | 0 | 0 | 0 | 0 | 0 | 0 | 0 | 0 | 0 | 0 | 0 | 0 | 0 | 0 | 0 | 0 | 0 | 0 | 0 | 0 | 0 | 0 | 0 | 0 | 0 | 0
[12 empty] | 2014-06-03 | 0 | 0 | 0 | 0 | 0 | 0 | 0 | 0 | 0 | 0 | 0 | 0 | 0 | 0 | 0 | 0 | 0 | 0 | 0 | 0 | 0 | 0 | 0 | 0 | 0 | 0
[12 empty] | 2014-06-04 | 0 | 0 | 0 | 0 | 0 | 0 | 0 | 0 | 0 | 0 | 0 | 0 | 0 | 0 | 0 | 0 | 0 | 0 | 0 | 0 | 0 | 0 | 0 | 0 | 0 | 0
[12 empty] | 2014-06-05 | 0 | 0 | 0 | 0 | 0 | 0 | 0 | 0 | 0 | 0 | 0 | 0 | 0 | 0 | 0 | 0 | 0 | 0 | 0 | 0 | 0 | 0 | 0 | 0 | 0 | 0
[12 empty] | 2014-06-06 | 0 | 0 | 0 | 0 | 0 | 0 | 0 | 0 | 0 | 0 | 0 | 0 | 0 | 0 | 0 | 0 | 0 | 0 | 0 | 0 | 0 | 0 | 0 | 0 | 0 | 0
[12 empty] | 2014-06-07 | 0 | 0 | 0 | 0 | 0 | 0 | 0 | 0 | 0 | 0 | 0 | 0 | 0 | 0 | 0 | 0 | 0 | 0 | 0 | 0 | 0 | 0 | 0 | 0 | 0 | 0
[12 empty] | 2014-06-08 | 0 | 0 | 0 | 0 | 0 | 0 | 0 | 0 | 0 | 0 | 0 | 0 | 0 | 0 | 0 | 0 | 0 | 0 | 0 | 0 | 0 | 0 | 0 | 0 | 0 | 0
[12 empty] | 2014-06-09 | 0 | 0 | 0 | 0 | 0 | 0 | 0 | 0 | 0 | 0 | 0 | 0 | 0 | 0 | 0 | 0 | 0 | 0 | 0 | 0 | 0 | 0 | 0 | 0 | 0 | 0
[12 empty] | 2014-06-10 | 0 | 0 | 0 | 0 | 0 | 0 | 0 | 0 | 0 | 0 | 0 | 0 | 0 | 0 | 0 | 0 | 0 | 0 | 0 | 0 | 0 | 0 | 0 | 0 | 0 | 0
[12 empty] | 2014-06-11 | 0 | 0 | 0 | 0 | 0 | 0 | 0 | 0 | 0 | 0 | 0 | 0 | 0 | 0 | 0 | 0 | 0 | 0 | 0 | 0 | 0 | 0 | 0 | 0 | 0 | 0
[12 empty] | 2014-06-12 | 0 | 0 | 0 | 0 | 0 | 0 | 0 | 0 | 0 | 0 | 0 | 0 | 0 | 0 | 0 | 0 | 0 | 0 | 0 | 0 | 0 | 0 | 0 | 0 | 0 | 0
[12 empty] | 2014-06-13 | 0 | 0 | 0 | 0 | 0 | 0 | 0 | 0 | 0 | 0 | 0 | 0 | 0 | 0 | 0 | 0 | 0 | 0 | 0 | 0 | 0 | 0 | 0 | 0 | 0 | 0
[12 empty] | 2014-06-14 | 0 | 0 | 0 | 0 | 0 | 0 | 0 | 0 | 0 | 0 | 0 | 0 | 0 | 0 | 0 | 0 | 0 | 0 | 0 | 0 | 0 | 0 | 0 | 0 | 0 | 0
[12 empty] | 2014-06-15 | 0 | 0 | 0 | 0 | 0 | 0 | 0 | 0 | 0 | 0 | 0 | 0 | 0 | 0 | 0 | 0 | 0 | 0 | 0 | 0 | 0 | 0 | 0 | 0 | 0 | 0
[12 empty] | 2014-06-16 | 0 | 0 | 0 | 0 | 0 | 0 | 0 | 0 | 0 | 0 | 0 | 0 | 0 | 0 | 0 | 0 | 0 | 0 | 0 | 0 | 0 | 0 | 0 | 0 | 0 | 0
[12 empty] | 2014-06-17 | 0 | 0 | 0 | 0 | 0 | 0 | 0 | 0 | 0 | 0 | 0 | 0 | 0 | 0 | 0 | 0 | 0 | 0 | 0 | 0 | 0 | 0 | 0 | 0 | 0 | 0
[12 empty] | 2014-06-18 | 0 | 0 | 0 | 0 | 0 | 0 | 0 | 0 | 0 | 0 | 0 | 0 | 0 | 0 | 0 | 0 | 0 | 0 | 0 | 0 | 0 | 0 | 0 | 0 | 0 | 0
[12 empty] | 2014-06-19 | 0 | 0 | 0 | 0 | 0 | 0 | 0 | 0 | 0 | 0 | 0 | 0 | 0 | 0 | 0 | 0 | 0 | 0 | 0 | 0 | 0 | 0 | 0 | 0 | 0 | 0
[12 empty] | 2014-06-20 | 0 | 0 | 0 | 0 | 0 | 0 | 0 | 0 | 0 | 0 | 0 | 0 | 0 | 0 | 0 | 0 | 0 | 0 | 0 | 0 | 0 | 0 | 0 | 0 | 0 | 0
[12 empty] | 2014-06-21 | 0 | 0 | 0 | 0 | 0 | 0 | 0 | 0 | 0 | 0 | 0 | 0 | 0 | 0 | 0 | 0 | 0 | 0 | 0 | 0 | 0 | 0 | 0 | 0 | 0 | 0
[12 empty] | 2014-06-22 | 0 | 0 | 0 | 0 | 0 | 0 | 0 | 0 | 0 | 0 | 0 | 0 | 0 | 0 | 0 | 0 | 0 | 0 | 0 | 0 | 0 | 0 | 0 | 0 | 0 | 0
[12 empty] | 2014-06-23 | 0 | 0 | 0 | 0 | 0 | 0 | 0 | 0 | 0 | 0 | 0 | 0 | 0 | 0 | 0 | 0 | 0 | 0 | 0 | 0 | 0 | 0 | 0 | 0 | 0 | 0
[12 empty] | 2014-06-24 | 0 | 0 | 0 | 0 | 0 | 0 | 0 | 0 | 0 | 0 | 0 | 0 | 0 | 0 | 0 | 0 | 0 | 0 | 0 | 0 | 0 | 0 | 0 | 0 | 0 | 0
[12 empty] | 2014-06-25 | 0 | 0 | 0 | 0 | 0 | 0 | 0 | 0 | 0 | 0 | 0 | 0 | 0 | 0 | 0 | 0 | 0 | 0 | 0 | 0 | 0 | 0 | 0 | 0 | 0 | 0
[12 empty] | 2014-06-26 | 0 | 0 | 0 | 0 | 0 | 0 | 0 | 0 | 0 | 0 | 0 | 0 | 0 | 0 | 0 | 0 | 0 | 0 | 0 | 0 | 0 | 0 | 0 | 0 | 0 | 0
[12 empty] | 2014-06-27 | 0 | 0 | 0 | 0 | 0 | 0 | 0 | 0 | 0 | 0 | 0 | 0 | 0 | 0 | 0 | 0 | 0 | 0 | 0 | 0 | 0 | 0 | 0 | 0 | 0 | 0
[12 empty] | 2014-06-28 | 0 | 0 | 0 | 0 | 0 | 0 | 0 | 0 | 0 | 0 | 0 | 0 | 0 | 0 | 0 | 0 | 0 | 0 | 0 | 0 | 0 | 0 | 0 | 0 | 0 | 0
[12 empty] | 2014-06-29 | 0 | 0 | 0 | 0 | 0 | 0 | 0 | 0 | 0 | 0 | 0 | 0 | 0 | 0 | 0 | 0 | 0 | 0 | 0 | 0 | 0 | 0 | 0 | 0 | 0 | 0
[12 empty] | 2014-06-30 | 0 | 0 | 0 | 0 | 0 | 0 | 0 | 0 | 0 | 0 | 0 | 0 | 0 | 0 | 0 | 0 | 0 | 0 | 0 | 0 | 0 | 0 | 0 | 0 | 0 | 0
[12 empty] | 2014-07-01 | 0 | 0 | 0 | 0 | 0 | 0 | 0 | 0 | 0 | 0 | 0 | 0 | 0 | 0 | 0 | 0 | 0 | 0 | 0 | 0 | 0 | 0 | 0 | 0 | 0 | 0
[12 empty] | 2014-07-02 | 0 | 0 | 0 | 0 | 0 | 0 | 0 | 0 | 0 | 0 | 0 | 0 | 0 | 0 | 0 | 0 | 0 | 0 | 0 | 0 | 0 | 0 | 0 | 0 | 0 | 0
[12 empty] | 2014-07-03 | 0 | 0 | 0 | 0 | 0 | 0 | 0 | 0 | 0 | 0 | 0 | 0 | 0 | 0 | 0 | 0 | 0 | 0 | 0 | 0 | 0 | 0 | 0 | 0 | 0 | 0
[12 empty] | 2014-07-04 | 0 | 0 | 0 | 0 | 0 | 0 | 0 | 0 | 0 | 0 | 0 | 0 | 0 | 0 | 0 | 0 | 0 | 0 | 0 | 0 | 0 | 0 | 0 | 0 | 0 | 0
[12 empty] | 2014-07-05 | 0 | 0 | 0 | 0 | 0 | 0 | 0 | 0 | 0 | 0 | 0 | 0 | 0 | 0 | 0 | 0 | 0 | 0 | 0 | 0 | 0 | 0 | 0 | 0 | 0 | 0
[12 empty] | 2014-07-06 | 0 | 0 | 0 | 0 | 0 | 0 | 0 | 0 | 0 | 0 | 0 | 0 | 0 | 0 | 0 | 0 | 0 | 0 | 0 | 0 | 0 | 0 | 0 | 0 | 0 | 0
[12 empty] | 2014-07-07 | 0 | 0 | 0 | 0 | 0 | 0 | 0 | 0 | 0 | 0 | 0 | 0 | 0 | 0 | 0 | 0 | 0 | 0 | 0 | 0 | 0 | 0 | 0 | 0 | 0 | 0
[12 empty] | 2014-07-08 | 0 | 0 | 0 | 0 | 0 | 0 | 0 | 0 | 0 | 0 | 0 | 0 | 0 | 0 | 0 | 0 | 0 | 0 | 0 | 0 | 0 | 0 | 0 | 0 | 0 | 0
[12 empty] | 2014-07-09 | 0 | 0 | 0 | 0 | 0 | 0 | 0 | 0 | 0 | 0 | 0 | 0 | 0 | 0 | 0 | 0 | 0 | 0 | 0 | 0 | 0 | 0 | 0 | 0 | 0 | 0
[12 empty] | 2014-07-10 | 0 | 0 | 0 | 0 | 0 | 0 | 0 | 0 | 0 | 0 | 0 | 0 | 0 | 0 | 0 | 0 | 0 | 0 | 0 | 0 | 0 | 0 | 0 | 0 | 0 | 0
[12 empty] | 2014-07-11 | 0 | 0 | 0 | 0 | 0 | 0 | 0 | 0 | 0 | 0 | 0 | 0 | 0 | 0 | 0 | 0 | 0 | 0 | 0 | 0 | 0 | 0 | 0 | 0 | 0 | 0
[12 empty] | 2014-07-12 | 0 | 0 | 0 | 0 | 0 | 0 | 0 | 0 | 0 | 0 | 0 | 0 | 0 | 0 | 0 | 0 | 0 | 0 | 0 | 0 | 0 | 0 | 0 | 0 | 0 | 0
[12 empty] | 2014-07-13 | 0 | 0 | 0 | 0 | 0 | 0 | 0 | 0 | 0 | 0 | 0 | 0 | 0 | 0 | 0 | 0 | 0 | 0 | 0 | 0 | 0 | 0 | 0 | 0 | 0 | 0
[12 empty] | 2014-07-14 | 0 | 0 | 0 | 0 | 0 | 0 | 0 | 0 | 0 | 0 | 0 | 0 | 0 | 0 | 0 | 0 | 0 | 0 | 0 | 0 | 0 | 0 | 0 | 0 | 0 | 0
[12 empty] | 2014-07-15 | 0 | 0 | 0 | 0 | 0 | 0 | 0 | 0 | 0 | 0 | 0 | 0 | 0 | 0 | 0 | 0 | 0 | 0 | 0 | 0 | 0 | 0 | 0 | 0 | 0 | 0
[12 empty] | 2014-07-16 | 0 | 0 | 0 | 0 | 0 | 0 | 0 | 0 | 0 | 0 | 0 | 0 | 0 | 0 | 0 | 0 | 0 | 0 | 0 | 0 | 0 | 0 | 0 | 0 | 0 | 0
[12 empty] | 2014-07-17 | 0 | 0 | 0 | 0 | 0 | 0 | 0 | 0 | 0 | 0 | 0 | 0 | 0 | 0 | 0 | 0 | 0 | 0 | 0 | 0 | 0 | 0 | 0 | 0 | 0 | 0
[12 empty] | 2014-07-18 | 0 | 0 | 0 | 0 | 0 | 0 | 0 | 0 | 0 | 0 | 0 | 0 | 0 | 0 | 0 | 0 | 0 | 0 | 0 | 0 | 0 | 0 | 0 | 0 | 0 | 0
[12 empty] | 2014-07-19 | 0 | 0 | 0 | 0 | 0 | 0 | 0 | 0 | 0 | 0 | 0 | 0 | 0 | 0 | 0 | 0 | 0 | 0 | 0 | 0 | 0 | 0 | 0 | 0 | 0 | 0
[12 empty] | 2014-07-20 | 0 | 0 | 0 | 0 | 0 | 0 | 0 | 0 | 0 | 0 | 0 | 0 | 0 | 0 | 0 | 0 | 0 | 0 | 0 | 0 | 0 | 0 | 0 | 0 | 0 | 0
[12 empty] | 2014-07-21 | 0 | 0 | 0 | 0 | 0 | 0 | 0 | 0 | 0 | 0 | 0 | 0 | 0 | 0 | 0 | 0 | 0 | 0 | 0 | 0 | 0 | 0 | 0 | 0 | 0 | 0
[12 empty] | 2014-07-22 | 0 | 0 | 0 | 0 | 0 | 0 | 0 | 0 | 0 | 0 | 0 | 0 | 0 | 0 | 0 | 0 | 0 | 0 | 0 | 0 | 0 | 0 | 0 | 0 | 0 | 0
[12 empty] | 2014-07-23 | 0 | 0 | 0 | 0 | 0 | 0 | 0 | 0 | 0 | 0 | 0 | 0 | 0 | 0 | 0 | 0 | 0 | 0 | 0 | 0 | 0 | 0 | 0 | 0 | 0 | 0
[12 empty] | 2014-07-24 | 0 | 0 | 0 | 0 | 0 | 0 | 0 | 0 | 0 | 0 | 0 | 0 | 0 | 0 | 0 | 0 | 0 | 0 | 0 | 0 | 0 | 0 | 0 | 0 | 0 | 0
[12 empty] | 2014-07-25 | 0 | 0 | 0 | 0 | 0 | 0 | 0 | 0 | 0 | 0 | 0 | 0 | 0 | 0 | 0 | 0 | 0 | 0 | 0 | 0 | 0 | 0 | 0 | 0 | 0 | 0
[12 empty] | 2014-07-26 | 0 | 0 | 0 | 0 | 0 | 0 | 0 | 0 | 0 | 0 | 0 | 0 | 0 | 0 | 0 | 0 | 0 | 0 | 0 | 0 | 0 | 0 | 0 | 0 | 0 | 0
[12 empty] | 2014-07-27 | 0 | 0 | 0 | 0 | 0 | 0 | 0 | 0 | 0 | 0 | 0 | 0 | 0 | 0 | 0 | 0 | 0 | 0 | 0 | 0 | 0 | 0 | 0 | 0 | 0 | 0
[12 empty] | 2014-07-28 | 0 | 0 | 0 | 0 | 0 | 0 | 0 | 0 | 0 | 0 | 0 | 0 | 0 | 0 | 0 | 0 | 0 | 0 | 0 | 0 | 0 | 0 | 0 | 0 | 0 | 0
[12 empty] | 2014-07-29 | 0 | 0 | 0 | 0 | 0 | 0 | 0 | 0 | 0 | 0 | 0 | 0 | 0 | 0 | 0 | 0 | 0 | 0 | 0 | 0 | 0 | 0 | 0 | 0 | 0 | 0
[12 empty] | 2014-07-30 | 0 | 0 | 0 | 0 | 0 | 0 | 0 | 0 | 0 | 0 | 0 | 0 | 0 | 0 | 0 | 0 | 0 | 0 | 0 | 0 | 0 | 0 | 0 | 0 | 0 | 0
[12 empty] | 2014-07-31 | 0 | 0 | 0 | 0 | 0 | 0 | 0 | 0 | 0 | 0 | 0 | 0 | 0 | 0 | 0 | 0 | 0 | 0 | 0 | 0 | 0 | 0 | 0 | 0 | 0 | 0
[12 empty] | 2014-08-01 | 0 | 0 | 0 | 0 | 0 | 0 | 0 | 0 | 0 | 0 | 0 | 0 | 0 | 0 | 0 | 0 | 0 | 0 | 0 | 0 | 0 | 0 | 0 | 0 | 0 | 0
[12 empty] | 2014-08-02 | 0 | 0 | 0 | 0 | 0 | 0 | 0 | 0 | 0 | 0 | 0 | 0 | 0 | 0 | 0 | 0 | 0 | 0 | 0 | 0 | 0 | 0 | 0 | 0 | 0 | 0
[12 empty] | 2014-08-03 | 0 | 0 | 0 | 0 | 0 | 0 | 0 | 0 | 0 | 0 | 0 | 0 | 0 | 0 | 0 | 0 | 0 | 0 | 0 | 0 | 0 | 0 | 0 | 0 | 0 | 0
[12 empty] | 2014-08-04 | 0 | 0 | 0 | 0 | 0 | 0 | 0 | 0 | 0 | 0 | 0 | 0 | 0 | 0 | 0 | 0 | 0 | 0 | 0 | 0 | 0 | 0 | 0 | 0 | 0 | 0
[12 empty] | 2014-08-05 | 0 | 0 | 0 | 0 | 0 | 0 | 0 | 0 | 0 | 0 | 0 | 0 | 0 | 0 | 0 | 0 | 0 | 0 | 0 | 0 | 0 | 0 | 0 | 0 | 0 | 0
[12 empty] | 2014-08-06 | 0 | 0 | 0 | 0 | 0 | 0 | 0 | 0 | 0 | 0 | 0 | 0 | 0 | 0 | 0 | 0 | 0 | 0 | 0 | 0 | 0 | 0 | 0 | 0 | 0 | 0
[12 empty] | 2014-08-07 | 0 | 0 | 0 | 0 | 0 | 0 | 0 | 0 | 0 | 0 | 0 | 0 | 0 | 0 | 0 | 0 | 0 | 0 | 0 | 0 | 0 | 0 | 0 | 0 | 0 | 0
[12 empty] | 2014-08-08 | 0 | 0 | 0 | 0 | 0 | 0 | 0 | 0 | 0 | 0 | 0 | 0 | 0 | 0 | 0 | 0 | 0 | 0 | 0 | 0 | 0 | 0 | 0 | 0 | 0 | 0
[12 empty] | 2014-08-09 | 0 | 0 | 0 | 0 | 0 | 0 | 0 | 0 | 0 | 0 | 0 | 0 | 0 | 0 | 0 | 0 | 0 | 0 | 0 | 0 | 0 | 0 | 0 | 0 | 0 | 0
[12 empty] | 2014-08-10 | 0 | 0 | 0 | 0 | 0 | 0 | 0 | 0 | 0 | 0 | 0 | 0 | 0 | 0 | 0 | 0 | 0 | 0 | 0 | 0 | 0 | 0 | 0 | 0 | 0 | 0
[12 empty] | 2014-08-11 | 0 | 0 | 0 | 0 | 0 | 0 | 0 | 0 | 0 | 0 | 0 | 0 | 0 | 0 | 0 | 0 | 0 | 0 | 0 | 0 | 0 | 0 | 0 | 0 | 0 | 0
[12 empty] | 2014-08-12 | 0 | 0 | 0 | 0 | 0 | 0 | 0 | 0 | 0 | 0 | 0 | 0 | 0 | 0 | 0 | 0 | 0 | 0 | 0 | 0 | 0 | 0 | 0 | 0 | 0 | 0
[12 empty] | 2014-08-13 | 0 | 0 | 0 | 0 | 0 | 0 | 0 | 0 | 0 | 0 | 0 | 0 | 0 | 0 | 0 | 0 | 0 | 0 | 0 | 0 | 0 | 0 | 0 | 0 | 0 | 0
[12 empty] | 2014-08-14 | 0 | 0 | 0 | 0 | 0 | 0 | 0 | 0 | 0 | 0 | 0 | 0 | 0 | 0 | 0 | 0 | 0 | 0 | 0 | 0 | 0 | 0 | 0 | 0 | 0 | 0
[12 empty] | 2014-08-15 | 0 | 0 | 0 | 0 | 0 | 0 | 0 | 0 | 0 | 0 | 0 | 0 | 0 | 0 | 0 | 0 | 0 | 0 | 0 | 0 | 0 | 0 | 0 | 0 | 0 | 0
[12 empty] | 2014-08-16 | 0 | 0 | 0 | 0 | 0 | 0 | 0 | 0 | 0 | 0 | 0 | 0 | 0 | 0 | 0 | 0 | 0 | 0 | 0 | 0 | 0 | 0 | 0 | 0 | 0 | 0
[12 empty] | 2014-08-17 | 0 | 0 | 0 | 0 | 0 | 0 | 0 | 0 | 0 | 0 | 0 | 0 | 0 | 0 | 0 | 0 | 0 | 0 | 0 | 0 | 0 | 0 | 0 | 0 | 0 | 0
[12 empty] | 2014-08-18 | 0 | 0 | 0 | 0 | 0 | 0 | 0 | 0 | 0 | 0 | 0 | 0 | 0 | 0 | 0 | 0 | 0 | 0 | 0 | 0 | 0 | 0 | 0 | 0 | 0 | 0
[12 empty] | 2014-08-19 | 0 | 0 | 0 | 0 | 0 | 0 | 0 | 0 | 0 | 0 | 0 | 0 | 0 | 0 | 0 | 0 | 0 | 0 | 0 | 0 | 0 | 0 | 0 | 0 | 0 | 0
[12 empty] | 2014-08-20 | 0 | 0 | 0 | 0 | 0 | 0 | 0 | 0 | 0 | 0 | 0 | 0 | 0 | 0 | 0 | 0 | 0 | 0 | 0 | 0 | 0 | 0 | 0 | 0 | 0 | 0
[12 empty] | 2014-08-21 | 0 | 0 | 0 | 0 | 0 | 0 | 0 | 0 | 0 | 0 | 0 | 0 | 0 | 0 | 0 | 0 | 0 | 0 | 0 | 0 | 0 | 0 | 0 | 0 | 0 | 0
[12 empty] | 2014-08-22 | 0 | 0 | 0 | 0 | 0 | 0 | 0 | 0 | 0 | 0 | 0 | 0 | 0 | 0 | 0 | 0 | 0 | 0 | 0 | 0 | 0 | 0 | 0 | 0 | 0 | 0
[12 empty] | 2014-08-23 | 0 | 0 | 0 | 0 | 0 | 0 | 0 | 0 | 0 | 0 | 0 | 0 | 0 | 0 | 0 | 0 | 0 | 0 | 0 | 0 | 0 | 0 | 0 | 0 | 0 | 0
[12 empty] | 2014-08-24 | 0 | 0 | 0 | 0 | 0 | 0 | 0 | 0 | 0 | 0 | 0 | 0 | 0 | 0 | 0 | 0 | 0 | 0 | 0 | 0 | 0 | 0 | 0 | 0 | 0 | 0
[12 empty] | 2014-08-25 | 0 | 0 | 0 | 0 | 0 | 0 | 0 | 0 | 0 | 0 | 0 | 0 | 0 | 0 | 0 | 0 | 0 | 0 | 0 | 0 | 0 | 0 | 0 | 0 | 0 | 0
[12 empty] | 2014-08-26 | 0 | 0 | 0 | 0 | 0 | 0 | 0 | 0 | 0 | 0 | 0 | 0 | 0 | 0 | 0 | 0 | 0 | 0 | 0 | 0 | 0 | 0 | 0 | 0 | 0 | 0
[12 empty] | 2014-08-27 | 0 | 0 | 0 | 0 | 0 | 0 | 0 | 0 | 0 | 0 | 0 | 0 | 0 | 0 | 0 | 0 | 0 | 0 | 0 | 0 | 0 | 0 | 0 | 0 | 0 | 0
[12 empty] | 2014-08-28 | 0 | 0 | 0 | 0 | 0 | 0 | 0 | 0 | 0 | 0 | 0 | 0 | 0 | 0 | 0 | 0 | 0 | 0 | 0 | 0 | 0 | 0 | 0 | 0 | 0 | 0
[12 empty] | 2014-08-29 | 0 | 0 | 0 | 0 | 0 | 0 | 0 | 0 | 0 | 0 | 0 | 0 | 0 | 0 | 0 | 0 | 0 | 0 | 0 | 0 | 0 | 0 | 0 | 0 | 0 | 0
[12 empty] | 2014-08-30 | 0 | 0 | 0 | 0 | 0 | 0 | 0 | 0 | 0 | 0 | 0 | 0 | 0 | 0 | 0 | 0 | 0 | 0 | 0 | 0 | 0 | 0 | 0 | 0 | 0 | 0
[12 empty] | 2014-08-31 | 0 | 0 | 0 | 0 | 0 | 0 | 0 | 0 | 0 | 0 | 0 | 0 | 0 | 0 | 0 | 0 | 0 | 0 | 0 | 0 | 0 | 0 | 0 | 0 | 0 | 0
[12 empty] | 2014-09-01 | 0 | 0 | 0 | 0 | 0 | 0 | 0 | 0 | 0 | 0 | 0 | 0 | 0 | 0 | 0 | 0 | 0 | 0 | 0 | 0 | 0 | 0 | 0 | 0 | 0 | 0
[12 empty] | 2014-09-02 | 0 | 0 | 0 | 0 | 0 | 0 | 0 | 0 | 0 | 0 | 0 | 0 | 0 | 0 | 0 | 0 | 0 | 0 | 0 | 0 | 0 | 0 | 0 | 0 | 0 | 0
[12 empty] | 2014-09-03 | 0 | 0 | 0 | 0 | 0 | 0 | 0 | 0 | 0 | 0 | 0 | 0 | 0 | 0 | 0 | 0 | 0 | 0 | 0 | 0 | 0 | 0 | 0 | 0 | 0 | 0
[12 empty] | 2014-09-04 | 0 | 0 | 0 | 0 | 0 | 0 | 0 | 0 | 0 | 0 | 0 | 0 | 0 | 0 | 0 | 0 | 0 | 0 | 0 | 0 | 0 | 0 | 0 | 0 | 0 | 0
[12 empty] | 2014-09-05 | 0 | 0 | 0 | 0 | 0 | 0 | 0 | 0 | 0 | 0 | 0 | 0 | 0 | 0 | 0 | 0 | 0 | 0 | 0 | 0 | 0 | 0 | 0 | 0 | 0 | 0
[12 empty] | 2014-09-06 | 0 | 0 | 0 | 0 | 0 | 0 | 0 | 0 | 0 | 0 | 0 | 0 | 0 | 0 | 0 | 0 | 0 | 0 | 0 | 0 | 0 | 0 | 0 | 0 | 0 | 0
[12 empty] | 2014-09-07 | 0 | 0 | 0 | 0 | 0 | 0 | 0 | 0 | 0 | 0 | 0 | 0 | 0 | 0 | 0 | 0 | 0 | 0 | 0 | 0 | 0 | 0 | 0 | 0 | 0 | 0
[12 empty] | 2014-09-08 | 0 | 0 | 0 | 0 | 0 | 0 | 0 | 0 | 0 | 0 | 0 | 0 | 0 | 0 | 0 | 0 | 0 | 0 | 0 | 0 | 0 | 0 | 0 | 0 | 0 | 0
[12 empty] | 2014-09-09 | 0 | 0 | 0 | 0 | 0 | 0 | 0 | 0 | 0 | 0 | 0 | 0 | 0 | 0 | 0 | 0 | 0 | 0 | 0 | 0 | 0 | 0 | 0 | 0 | 0 | 0
[12 empty] | 2014-09-10 | 0 | 0 | 0 | 0 | 0 | 0 | 0 | 0 | 0 | 0 | 0 | 0 | 0 | 0 | 0 | 0 | 0 | 0 | 0 | 0 | 0 | 0 | 0 | 0 | 0 | 0
[12 empty] | 2014-09-11 | 0 | 0 | 0 | 0 | 0 | 0 | 0 | 0 | 0 | 0 | 0 | 0 | 0 | 0 | 0 | 0 | 0 | 0 | 0 | 0 | 0 | 0 | 0 | 0 | 0 | 0
[12 empty] | 2014-09-12 | 0 | 0 | 0 | 0 | 0 | 0 | 0 | 0 | 0 | 0 | 0 | 0 | 0 | 0 | 0 | 0 | 0 | 0 | 0 | 0 | 0 | 0 | 0 | 0 | 0 | 0
[12 empty] | 2014-09-13 | 0 | 0 | 0 | 0 | 0 | 0 | 0 | 0 | 0 | 0 | 0 | 0 | 0 | 0 | 0 | 0 | 0 | 0 | 0 | 0 | 0 | 0 | 0 | 0 | 0 | 0
[12 empty] | 2014-09-14 | 0 | 0 | 0 | 0 | 0 | 0 | 0 | 0 | 0 | 0 | 0 | 0 | 0 | 0 | 0 | 0 | 0 | 0 | 0 | 0 | 0 | 0 | 0 | 0 | 0 | 0
[12 empty] | 2014-09-15 | 0 | 0 | 0 | 0 | 0 | 0 | 0 | 0 | 0 | 0 | 0 | 0 | 0 | 0 | 0 | 0 | 0 | 0 | 0 | 0 | 0 | 0 | 0 | 0 | 0 | 0
[12 empty] | 2014-09-16 | 0 | 0 | 0 | 0 | 0 | 0 | 0 | 0 | 0 | 0 | 0 | 0 | 0 | 0 | 0 | 0 | 0 | 0 | 0 | 0 | 0 | 0 | 0 | 0 | 0 | 0
[12 empty] | 2014-09-17 | 0 | 0 | 0 | 0 | 0 | 0 | 0 | 0 | 0 | 0 | 0 | 0 | 0 | 0 | 0 | 0 | 0 | 0 | 0 | 0 | 0 | 0 | 0 | 0 | 0 | 0
[12 empty] | 2014-09-18 | 0 | 0 | 0 | 0 | 0 | 0 | 0 | 0 | 0 | 0 | 0 | 0 | 0 | 0 | 0 | 0 | 0 | 0 | 0 | 0 | 0 | 0 | 0 | 0 | 0 | 0
[12 empty] | 2014-09-19 | 0 | 0 | 0 | 0 | 0 | 0 | 0 | 0 | 0 | 0 | 0 | 0 | 0 | 0 | 0 | 0 | 0 | 0 | 0 | 0 | 0 | 0 | 0 | 0 | 0 | 0
[12 empty] | 2014-09-20 | 0 | 0 | 0 | 0 | 0 | 0 | 0 | 0 | 0 | 0 | 0 | 0 | 0 | 0 | 0 | 0 | 0 | 0 | 0 | 0 | 0 | 0 | 0 | 0 | 0 | 0
[12 empty] | 2014-09-21 | 0 | 0 | 0 | 0 | 0 | 0 | 0 | 0 | 0 | 0 | 0 | 0 | 0 | 0 | 0 | 0 | 0 | 0 | 0 | 0 | 0 | 0 | 0 | 0 | 0 | 0
[12 empty] | 2014-09-22 | 0 | 0 | 0 | 0 | 0 | 0 | 0 | 0 | 0 | 0 | 0 | 0 | 0 | 0 | 0 | 0 | 0 | 0 | 0 | 0 | 0 | 0 | 0 | 0 | 0 | 0
[12 empty] | 2014-09-23 | 0 | 0 | 0 | 0 | 0 | 0 | 0 | 0 | 0 | 0 | 0 | 0 | 0 | 0 | 0 | 0 | 0 | 0 | 0 | 0 | 0 | 0 | 0 | 0 | 0 | 0
[12 empty] | 2014-09-24 | 0 | 0 | 0 | 0 | 0 | 0 | 0 | 0 | 0 | 0 | 0 | 0 | 0 | 0 | 0 | 0 | 0 | 0 | 0 | 0 | 0 | 0 | 0 | 0 | 0 | 0
[12 empty] | 2014-09-25 | 0 | 0 | 0 | 0 | 0 | 0 | 0 | 0 | 0 | 0 | 0 | 0 | 0 | 0 | 0 | 0 | 0 | 0 | 0 | 0 | 0 | 0 | 0 | 0 | 0 | 0
[12 empty] | 2014-09-26 | 0 | 0 | 0 | 0 | 0 | 0 | 0 | 0 | 0 | 0 | 0 | 0 | 0 | 0 | 0 | 0 | 0 | 0 | 0 | 0 | 0 | 0 | 0 | 0 | 0 | 0
[12 empty] | 2014-09-27 | 0 | 0 | 0 | 0 | 0 | 0 | 0 | 0 | 0 | 0 | 0 | 0 | 0 | 0 | 0 | 0 | 0 | 0 | 0 | 0 | 0 | 0 | 0 | 0 | 0 | 0
[12 empty] | 2014-09-28 | 0 | 0 | 0 | 0 | 0 | 0 | 0 | 0 | 0 | 0 | 0 | 0 | 0 | 0 | 0 | 0 | 0 | 0 | 0 | 0 | 0 | 0 | 0 | 0 | 0 | 0
[12 empty] | 2014-09-29 | 0 | 0 | 0 | 0 | 0 | 0 | 0 | 0 | 0 | 0 | 0 | 0 | 0 | 0 | 0 | 0 | 0 | 0 | 0 | 0 | 0 | 0 | 0 | 0 | 0 | 0
[12 empty] | 2014-09-30 | 0 | 0 | 0 | 0 | 0 | 0 | 0 | 0 | 0 | 0 | 0 | 0 | 0 | 0 | 0 | 0 | 0 | 0 | 0 | 0 | 0 | 0 | 0 | 0 | 0 | 0
[12 empty] | 2014-10-01 | 0 | 0 | 0 | 0 | 0 | 0 | 0 | 0 | 0 | 0 | 0 | 0 | 0 | 0 | 0 | 0 | 0 | 0 | 0 | 0 | 0 | 0 | 0 | 0 | 0 | 0
[12 empty] | 2014-10-02 | 0 | 0 | 0 | 0 | 0 | 0 | 0 | 0 | 0 | 0 | 0 | 0 | 0 | 0 | 0 | 0 | 0 | 0 | 0 | 0 | 0 | 0 | 0 | 0 | 0 | 0
[12 empty] | 2014-10-03 | 0 | 0 | 0 | 0 | 0 | 0 | 0 | 0 | 0 | 0 | 0 | 0 | 0 | 0 | 0 | 0 | 0 | 0 | 0 | 0 | 0 | 0 | 0 | 0 | 0 | 0
[12 empty] | 2014-10-04 | 0 | 0 | 0 | 0 | 0 | 0 | 0 | 0 | 0 | 0 | 0 | 0 | 0 | 0 | 0 | 0 | 0 | 0 | 0 | 0 | 0 | 0 | 0 | 0 | 0 | 0
[12 empty] | 2014-10-05 | 0 | 0 | 0 | 0 | 0 | 0 | 0 | 0 | 0 | 0 | 0 | 0 | 0 | 0 | 0 | 0 | 0 | 0 | 0 | 0 | 0 | 0 | 0 | 0 | 0 | 0
[12 empty] | 2014-10-06 | 0 | 0 | 0 | 0 | 0 | 0 | 0 | 0 | 0 | 0 | 0 | 0 | 0 | 0 | 0 | 0 | 0 | 0 | 0 | 0 | 0 | 0 | 0 | 0 | 0 | 0
[12 empty] | 2014-10-07 | 0 | 0 | 0 | 0 | 0 | 0 | 0 | 0 | 0 | 0 | 0 | 0 | 0 | 0 | 0 | 0 | 0 | 0 | 0 | 0 | 0 | 0 | 0 | 0 | 0 | 0
[12 empty] | 2014-10-08 | 0 | 0 | 0 | 0 | 0 | 0 | 0 | 0 | 0 | 0 | 0 | 0 | 0 | 0 | 0 | 0 | 0 | 0 | 0 | 0 | 0 | 0 | 0 | 0 | 0 | 0
[12 empty] | 2014-10-09 | 0 | 0 | 0 | 0 | 0 | 0 | 0 | 0 | 0 | 0 | 0 | 0 | 0 | 0 | 0 | 0 | 0 | 0 | 0 | 0 | 0 | 0 | 0 | 0 | 0 | 0
[12 empty] | 2014-10-10 | 0 | 0 | 0 | 0 | 0 | 0 | 0 | 0 | 0 | 0 | 0 | 0 | 0 | 0 | 0 | 0 | 0 | 0 | 0 | 0 | 0 | 0 | 0 | 0 | 0 | 0
[12 empty] | 2014-10-11 | 0 | 0 | 0 | 0 | 0 | 0 | 0 | 0 | 0 | 0 | 0 | 0 | 0 | 0 | 0 | 0 | 0 | 0 | 0 | 0 | 0 | 0 | 0 | 0 | 0 | 0
[12 empty] | 2014-10-12 | 0 | 0 | 0 | 0 | 0 | 0 | 0 | 0 | 0 | 0 | 0 | 0 | 0 | 0 | 0 | 0 | 0 | 0 | 0 | 0 | 0 | 0 | 0 | 0 | 0 | 0
[12 empty] | 2014-10-13 | 0 | 0 | 0 | 0 | 0 | 0 | 0 | 0 | 0 | 0 | 0 | 0 | 0 | 0 | 0 | 0 | 0 | 0 | 0 | 0 | 0 | 0 | 0 | 0 | 0 | 0
[12 empty] | 2014-10-14 | 0 | 0 | 0 | 0 | 0 | 0 | 0 | 0 | 0 | 0 | 0 | 0 | 0 | 0 | 0 | 0 | 0 | 0 | 0 | 0 | 0 | 0 | 0 | 0 | 0 | 0
[12 empty] | 2014-10-15 | 0 | 0 | 0 | 0 | 0 | 0 | 0 | 0 | 0 | 0 | 0 | 0 | 0 | 0 | 0 | 0 | 0 | 0 | 0 | 0 | 0 | 0 | 0 | 0 | 0 | 0
[12 empty] | 2014-10-16 | 0 | 0 | 0 | 0 | 0 | 0 | 0 | 0 | 0 | 0 | 0 | 0 | 0 | 0 | 0 | 0 | 0 | 0 | 0 | 0 | 0 | 0 | 0 | 0 | 0 | 0
[12 empty] | 2014-10-17 | 0 | 0 | 0 | 0 | 0 | 0 | 0 | 0 | 0 | 0 | 0 | 0 | 0 | 0 | 0 | 0 | 0 | 0 | 0 | 0 | 0 | 0 | 0 | 0 | 0 | 0
[12 empty] | 2014-10-18 | 0 | 0 | 0 | 0 | 0 | 0 | 0 | 0 | 0 | 0 | 0 | 0 | 0 | 0 | 0 | 0 | 0 | 0 | 0 | 0 | 0 | 0 | 0 | 0 | 0 | 0
[12 empty] | 2014-10-19 | 0 | 0 | 0 | 0 | 0 | 0 | 0 | 0 | 0 | 0 | 0 | 0 | 0 | 0 | 0 | 0 | 0 | 0 | 0 | 0 | 0 | 0 | 0 | 0 | 0 | 0
[12 empty] | 2014-10-20 | 0 | 0 | 0 | 0 | 0 | 0 | 0 | 0 | 0 | 0 | 0 | 0 | 0 | 0 | 0 | 0 | 0 | 0 | 0 | 0 | 0 | 0 | 0 | 0 | 0 | 0
[12 empty] | 2014-10-21 | 0 | 0 | 0 | 0 | 0 | 0 | 0 | 0 | 0 | 0 | 0 | 0 | 0 | 0 | 0 | 0 | 0 | 0 | 0 | 0 | 0 | 0 | 0 | 0 | 0 | 0
[12 empty] | 2014-10-22 | 0 | 0 | 0 | 0 | 0 | 0 | 0 | 0 | 0 | 0 | 0 | 0 | 0 | 0 | 0 | 0 | 0 | 0 | 0 | 0 | 0 | 0 | 0 | 0 | 0 | 0
[12 empty] | 2014-10-23 | 0 | 0 | 0 | 0 | 0 | 0 | 0 | 0 | 0 | 0 | 0 | 0 | 0 | 0 | 0 | 0 | 0 | 0 | 0 | 0 | 0 | 0 | 0 | 0 | 0 | 0
[12 empty] | 2014-10-24 | 0 | 0 | 0 | 0 | 0 | 0 | 0 | 0 | 0 | 0 | 0 | 0 | 0 | 0 | 0 | 0 | 0 | 0 | 0 | 0 | 0 | 0 | 0 | 0 | 0 | 0
[12 empty] | 2014-10-25 | 0 | 0 | 0 | 0 | 0 | 0 | 0 | 0 | 0 | 0 | 0 | 0 | 0 | 0 | 0 | 0 | 0 | 0 | 0 | 0 | 0 | 0 | 0 | 0 | 0 | 0
[12 empty] | 2014-10-26 | 0 | 0 | 0 | 0 | 0 | 0 | 0 | 0 | 0 | 0 | 0 | 0 | 0 | 0 | 0 | 0 | 0 | 0 | 0 | 0 | 0 | 0 | 0 | 0 | 0 | 0
[12 empty] | 2014-10-27 | 0 | 0 | 0 | 0 | 0 | 0 | 0 | 0 | 0 | 0 | 0 | 0 | 0 | 0 | 0 | 0 | 0 | 0 | 0 | 0 | 0 | 0 | 0 | 0 | 0 | 0
[12 empty] | 2014-10-28 | 0 | 0 | 0 | 0 | 0 | 0 | 0 | 0 | 0 | 0 | 0 | 0 | 0 | 0 | 0 | 0 | 0 | 0 | 0 | 0 | 0 | 0 | 0 | 0 | 0 | 0
[12 empty] | 2014-10-29 | 0 | 0 | 0 | 0 | 0 | 0 | 0 | 0 | 0 | 0 | 0 | 0 | 0 | 0 | 0 | 0 | 0 | 0 | 0 | 0 | 0 | 0 | 0 | 0 | 0 | 0
[12 empty] | 2014-10-30 | 0 | 0 | 0 | 0 | 0 | 0 | 0 | 0 | 0 | 0 | 0 | 0 | 0 | 0 | 0 | 0 | 0 | 0 | 0 | 0 | 0 | 0 | 0 | 0 | 0 | 0
[12 empty] | 2014-10-31 | 0 | 0 | 0 | 0 | 0 | 0 | 0 | 0 | 0 | 0 | 0 | 0 | 0 | 0 | 0 | 0 | 0 | 0 | 0 | 0 | 0 | 0 | 0 | 0 | 0 | 0
[12 empty] | 2014-11-01 | 0 | 0 | 0 | 0 | 0 | 0 | 0 | 0 | 0 | 0 | 0 | 0 | 0 | 0 | 0 | 0 | 0 | 0 | 0 | 0 | 0 | 0 | 0 | 0 | 0 | 0
[12 empty] | 2014-11-02 | 0 | 0 | 0 | 0 | 0 | 0 | 0 | 0 | 0 | 0 | 0 | 0 | 0 | 0 | 0 | 0 | 0 | 0 | 0 | 0 | 0 | 0 | 0 | 0 | 0 | 0
[12 empty] | 2014-11-03 | 0 | 0 | 0 | 0 | 0 | 0 | 0 | 0 | 0 | 0 | 0 | 0 | 0 | 0 | 0 | 0 | 0 | 0 | 0 | 0 | 0 | 0 | 0 | 0 | 0 | 0
[12 empty] | 2014-11-04 | 0 | 0 | 0 | 0 | 0 | 0 | 0 | 0 | 0 | 0 | 0 | 0 | 0 | 0 | 0 | 0 | 0 | 0 | 0 | 0 | 0 | 0 | 0 | 0 | 0 | 0
[12 empty] | 2014-11-05 | 0 | 0 | 0 | 0 | 0 | 0 | 0 | 0 | 0 | 0 | 0 | 0 | 0 | 0 | 0 | 0 | 0 | 0 | 0 | 0 | 0 | 0 | 0 | 0 | 0 | 0
[12 empty] | 2014-11-06 | 0 | 0 | 0 | 0 | 0 | 0 | 0 | 0 | 0 | 0 | 0 | 0 | 0 | 0 | 0 | 0 | 0 | 0 | 0 | 0 | 0 | 0 | 0 | 0 | 0 | 0
[12 empty] | 2014-11-07 | 0 | 0 | 0 | 0 | 0 | 0 | 0 | 0 | 0 | 0 | 0 | 0 | 0 | 0 | 0 | 0 | 0 | 0 | 0 | 0 | 0 | 0 | 0 | 0 | 0 | 0
[12 empty] | 2014-11-08 | 0 | 0 | 0 | 0 | 0 | 0 | 0 | 0 | 0 | 0 | 0 | 0 | 0 | 0 | 0 | 0 | 0 | 0 | 0 | 0 | 0 | 0 | 0 | 0 | 0 | 0
[12 empty] | 2014-11-09 | 0 | 0 | 0 | 0 | 0 | 0 | 0 | 0 | 0 | 0 | 0 | 0 | 0 | 0 | 0 | 0 | 0 | 0 | 0 | 0 | 0 | 0 | 0 | 0 | 0 | 0
[12 empty] | 2014-11-10 | 0 | 0 | 0 | 0 | 0 | 0 | 0 | 0 | 0 | 0 | 0 | 0 | 0 | 0 | 0 | 0 | 0 | 0 | 0 | 0 | 0 | 0 | 0 | 0 | 0 | 0
[12 empty] | 2014-11-11 | 0 | 0 | 0 | 0 | 0 | 0 | 0 | 0 | 0 | 0 | 0 | 0 | 0 | 0 | 0 | 0 | 0 | 0 | 0 | 0 | 0 | 0 | 0 | 0 | 0 | 0
[12 empty] | 2014-11-12 | 0 | 0 | 0 | 0 | 0 | 0 | 0 | 0 | 0 | 0 | 0 | 0 | 0 | 0 | 0 | 0 | 0 | 0 | 0 | 0 | 0 | 0 | 0 | 0 | 0 | 0
[12 empty] | 2014-11-13 | 0 | 0 | 0 | 0 | 0 | 0 | 0 | 0 | 0 | 0 | 0 | 0 | 0 | 0 | 0 | 0 | 0 | 0 | 0 | 0 | 0 | 0 | 0 | 0 | 0 | 0
[12 empty] | 2014-11-14 | 0 | 0 | 0 | 0 | 0 | 0 | 0 | 0 | 0 | 0 | 0 | 0 | 0 | 0 | 0 | 0 | 0 | 0 | 0 | 0 | 0 | 0 | 0 | 0 | 0 | 0
[12 empty] | 2014-11-15 | 0 | 0 | 0 | 0 | 0 | 0 | 0 | 0 | 0 | 0 | 0 | 0 | 0 | 0 | 0 | 0 | 0 | 0 | 0 | 0 | 0 | 0 | 0 | 0 | 0 | 0
[12 empty] | 2014-11-16 | 0 | 0 | 0 | 0 | 0 | 0 | 0 | 0 | 0 | 0 | 0 | 0 | 0 | 0 | 0 | 0 | 0 | 0 | 0 | 0 | 0 | 0 | 0 | 0 | 0 | 0
[12 empty] | 2014-11-17 | 0 | 0 | 0 | 0 | 0 | 0 | 0 | 0 | 0 | 0 | 0 | 0 | 0 | 0 | 0 | 0 | 0 | 0 | 0 | 0 | 0 | 0 | 0 | 0 | 0 | 0
[12 empty] | 2014-11-18 | 0 | 0 | 0 | 0 | 0 | 0 | 0 | 0 | 0 | 0 | 0 | 0 | 0 | 0 | 0 | 0 | 0 | 0 | 0 | 0 | 0 | 0 | 0 | 0 | 0 | 0
[12 empty] | 2014-11-19 | 0 | 0 | 0 | 0 | 0 | 0 | 0 | 0 | 0 | 0 | 0 | 0 | 0 | 0 | 0 | 0 | 0 | 0 | 0 | 0 | 0 | 0 | 0 | 0 | 0 | 0
[12 empty] | 2014-11-20 | 0 | 0 | 0 | 0 | 0 | 0 | 0 | 0 | 0 | 0 | 0 | 0 | 0 | 0 | 0 | 0 | 0 | 0 | 0 | 0 | 0 | 0 | 0 | 0 | 0 | 0
[12 empty] | 2014-11-21 | 0 | 0 | 0 | 0 | 0 | 0 | 0 | 0 | 0 | 0 | 0 | 0 | 0 | 0 | 0 | 0 | 0 | 0 | 0 | 0 | 0 | 0 | 0 | 0 | 0 | 0
[12 empty] | 2014-11-22 | 0 | 0 | 0 | 0 | 0 | 0 | 0 | 0 | 0 | 0 | 0 | 0 | 0 | 0 | 0 | 0 | 0 | 0 | 0 | 0 | 0 | 0 | 0 | 0 | 0 | 0
[12 empty] | 2014-11-23 | 0 | 0 | 0 | 0 | 0 | 0 | 0 | 0 | 0 | 0 | 0 | 0 | 0 | 0 | 0 | 0 | 0 | 0 | 0 | 0 | 0 | 0 | 0 | 0 | 0 | 0
[12 empty] | 2014-11-24 | 0 | 0 | 0 | 0 | 0 | 0 | 0 | 0 | 0 | 0 | 0 | 0 | 0 | 0 | 0 | 0 | 0 | 0 | 0 | 0 | 0 | 0 | 0 | 0 | 0 | 0
[12 empty] | 2014-11-25 | 0 | 0 | 0 | 0 | 0 | 0 | 0 | 0 | 0 | 0 | 0 | 0 | 0 | 0 | 0 | 0 | 0 | 0 | 0 | 0 | 0 | 0 | 0 | 0 | 0 | 0
[12 empty] | 2014-11-26 | 0 | 0 | 0 | 0 | 0 | 0 | 0 | 0 | 0 | 0 | 0 | 0 | 0 | 0 | 0 | 0 | 0 | 0 | 0 | 0 | 0 | 0 | 0 | 0 | 0 | 0
[12 empty] | 2014-11-27 | 0 | 0 | 0 | 0 | 0 | 0 | 0 | 0 | 0 | 0 | 0 | 0 | 0 | 0 | 0 | 0 | 0 | 0 | 0 | 0 | 0 | 0 | 0 | 0 | 0 | 0
[12 empty] | 2014-11-28 | 0 | 0 | 0 | 0 | 0 | 0 | 0 | 0 | 0 | 0 | 0 | 0 | 0 | 0 | 0 | 0 | 0 | 0 | 0 | 0 | 0 | 0 | 0 | 0 | 0 | 0
[12 empty] | 2014-11-29 | 0 | 0 | 0 | 0 | 0 | 0 | 0 | 0 | 0 | 0 | 0 | 0 | 0 | 0 | 0 | 0 | 0 | 0 | 0 | 0 | 0 | 0 | 0 | 0 | 0 | 0
[12 empty] | 2014-11-30 | 0 | 0 | 0 | 0 | 0 | 0 | 0 | 0 | 0 | 0 | 0 | 0 | 0 | 0 | 0 | 0 | 0 | 0 | 0 | 0 | 0 | 0 | 0 | 0 | 0 | 0
[12 empty] | 2014-12-01 | 0 | 0 | 0 | 0 | 0 | 0 | 0 | 0 | 0 | 0 | 0 | 0 | 0 | 0 | 0 | 0 | 0 | 0 | 0 | 0 | 0 | 0 | 0 | 0 | 0 | 0
[12 empty] | 2014-12-02 | 0 | 0 | 0 | 0 | 0 | 0 | 0 | 0 | 0 | 0 | 0 | 0 | 0 | 0 | 0 | 0 | 0 | 0 | 0 | 0 | 0 | 0 | 0 | 0 | 0 | 0
[12 empty] | 2014-12-03 | 0 | 0 | 0 | 0 | 0 | 0 | 0 | 0 | 0 | 0 | 0 | 0 | 0 | 0 | 0 | 0 | 0 | 0 | 0 | 0 | 0 | 0 | 0 | 0 | 0 | 0
[12 empty] | 2014-12-04 | 0 | 0 | 0 | 0 | 0 | 0 | 0 | 0 | 0 | 0 | 0 | 0 | 0 | 0 | 0 | 0 | 0 | 0 | 0 | 0 | 0 | 0 | 0 | 0 | 0 | 0
[12 empty] | 2014-12-05 | 0 | 0 | 0 | 0 | 0 | 0 | 0 | 0 | 0 | 0 | 0 | 0 | 0 | 0 | 0 | 0 | 0 | 0 | 0 | 0 | 0 | 0 | 0 | 0 | 0 | 0
[12 empty] | 2014-12-06 | 0 | 0 | 0 | 0 | 0 | 0 | 0 | 0 | 0 | 0 | 0 | 0 | 0 | 0 | 0 | 0 | 0 | 0 | 0 | 0 | 0 | 0 | 0 | 0 | 0 | 0
[12 empty] | 2014-12-07 | 0 | 0 | 0 | 0 | 0 | 0 | 0 | 0 | 0 | 0 | 0 | 0 | 0 | 0 | 0 | 0 | 0 | 0 | 0 | 0 | 0 | 0 | 0 | 0 | 0 | 0
[12 empty] | 2014-12-08 | 0 | 0 | 0 | 0 | 0 | 0 | 0 | 0 | 0 | 0 | 0 | 0 | 0 | 0 | 0 | 0 | 0 | 0 | 0 | 0 | 0 | 0 | 0 | 0 | 0 | 0
[12 empty] | 2014-12-09 | 0 | 0 | 0 | 0 | 0 | 0 | 0 | 0 | 0 | 0 | 0 | 0 | 0 | 0 | 0 | 0 | 0 | 0 | 0 | 0 | 0 | 0 | 0 | 0 | 0 | 0
[12 empty] | 2014-12-10 | 0 | 0 | 0 | 0 | 0 | 0 | 0 | 0 | 0 | 0 | 0 | 0 | 0 | 0 | 0 | 0 | 0 | 0 | 0 | 0 | 0 | 0 | 0 | 0 | 0 | 0
[12 empty] | 2014-12-11 | 0 | 0 | 0 | 0 | 0 | 0 | 0 | 0 | 0 | 0 | 0 | 0 | 0 | 0 | 0 | 0 | 0 | 0 | 0 | 0 | 0 | 0 | 0 | 0 | 0 | 0
[12 empty] | 2014-12-12 | 0 | 0 | 0 | 0 | 0 | 0 | 0 | 0 | 0 | 0 | 0 | 0 | 0 | 0 | 0 | 0 | 0 | 0 | 0 | 0 | 0 | 0 | 0 | 0 | 0 | 0
[12 empty] | 2014-12-13 | 0 | 0 | 0 | 0 | 0 | 0 | 0 | 0 | 0 | 0 | 0 | 0 | 0 | 0 | 0 | 0 | 0 | 0 | 0 | 0 | 0 | 0 | 0 | 0 | 0 | 0
[12 empty] | 2014-12-14 | 0 | 0 | 0 | 0 | 0 | 0 | 0 | 0 | 0 | 0 | 0 | 0 | 0 | 0 | 0 | 0 | 0 | 0 | 0 | 0 | 0 | 0 | 0 | 0 | 0 | 0
[12 empty] | 2014-12-15 | 0 | 0 | 0 | 0 | 0 | 0 | 0 | 0 | 0 | 0 | 0 | 0 | 0 | 0 | 0 | 0 | 0 | 0 | 0 | 0 | 0 | 0 | 0 | 0 | 0 | 0
[12 empty] | 2014-12-16 | 0 | 0 | 0 | 0 | 0 | 0 | 0 | 0 | 0 | 0 | 0 | 0 | 0 | 0 | 0 | 0 | 0 | 0 | 0 | 0 | 0 | 0 | 0 | 0 | 0 | 0
[12 empty] | 2014-12-17 | 0 | 0 | 0 | 0 | 0 | 0 | 0 | 0 | 0 | 0 | 0 | 0 | 0 | 0 | 0 | 0 | 0 | 0 | 0 | 0 | 0 | 0 | 0 | 0 | 0 | 0
[12 empty] | 2014-12-18 | 0 | 0 | 0 | 0 | 0 | 0 | 0 | 0 | 0 | 0 | 0 | 0 | 0 | 0 | 0 | 0 | 0 | 0 | 0 | 0 | 0 | 0 | 0 | 0 | 0 | 0
[12 empty] | 2014-12-19 | 0 | 0 | 0 | 0 | 0 | 0 | 0 | 0 | 0 | 0 | 0 | 0 | 0 | 0 | 0 | 0 | 0 | 0 | 0 | 0 | 0 | 0 | 0 | 0 | 0 | 0
[12 empty] | 2014-12-20 | 0 | 0 | 0 | 0 | 0 | 0 | 0 | 0 | 0 | 0 | 0 | 0 | 0 | 0 | 0 | 0 | 0 | 0 | 0 | 0 | 0 | 0 | 0 | 0 | 0 | 0
[12 empty] | 2014-12-21 | 0 | 0 | 0 | 0 | 0 | 0 | 0 | 0 | 0 | 0 | 0 | 0 | 0 | 0 | 0 | 0 | 0 | 0 | 0 | 0 | 0 | 0 | 0 | 0 | 0 | 0
[12 empty] | 2014-12-22 | 0 | 0 | 0 | 0 | 0 | 0 | 0 | 0 | 0 | 0 | 0 | 0 | 0 | 0 | 0 | 0 | 0 | 0 | 0 | 0 | 0 | 0 | 0 | 0 | 0 | 0
[12 empty] | 2014-12-23 | 0 | 0 | 0 | 0 | 0 | 0 | 0 | 0 | 0 | 0 | 0 | 0 | 0 | 0 | 0 | 0 | 0 | 0 | 0 | 0 | 0 | 0 | 0 | 0 | 0 | 0
[12 empty] | 2014-12-24 | 0 | 0 | 0 | 0 | 0 | 0 | 0 | 0 | 0 | 0 | 0 | 0 | 0 | 0 | 0 | 0 | 0 | 0 | 0 | 0 | 0 | 0 | 0 | 0 | 0 | 0
[12 empty] | 2014-12-25 | 0 | 0 | 0 | 0 | 0 | 0 | 0 | 0 | 0 | 0 | 0 | 0 | 0 | 0 | 0 | 0 | 0 | 0 | 0 | 0 | 0 | 0 | 0 | 0 | 0 | 0
[12 empty] | 2014-12-26 | 0 | 0 | 0 | 0 | 0 | 0 | 0 | 0 | 0 | 0 | 0 | 0 | 0 | 0 | 0 | 0 | 0 | 0 | 0 | 0 | 0 | 0 | 0 | 0 | 0 | 0
[12 empty] | 2014-12-27 | 0 | 0 | 0 | 0 | 0 | 0 | 0 | 0 | 0 | 0 | 0 | 0 | 0 | 0 | 0 | 0 | 0 | 0 | 0 | 0 | 0 | 0 | 0 | 0 | 0 | 0
[12 empty] | 2014-12-28 | 0 | 0 | 0 | 0 | 0 | 0 | 0 | 0 | 0 | 0 | 0 | 0 | 0 | 0 | 0 | 0 | 0 | 0 | 0 | 0 | 0 | 0 | 0 | 0 | 0 | 0
[12 empty] | 2014-12-29 | 0 | 0 | 0 | 0 | 0 | 0 | 0 | 0 | 0 | 0 | 0 | 0 | 0 | 0 | 0 | 0 | 0 | 0 | 0 | 0 | 0 | 0 | 0 | 0 | 0 | 0
[12 empty] | 2014-12-30 | 0 | 0 | 0 | 0 | 0 | 0 | 0 | 0 | 0 | 0 | 0 | 0 | 0 | 0 | 0 | 0 | 0 | 0 | 0 | 0 | 0 | 0 | 0 | 0 | 0 | 0
[12 empty] | 2014-12-31 | 0 | 0 | 0 | 0 | 0 | 0 | 0 | 0 | 0 | 0 | 0 | 0 | 0 | 0 | 0 | 0 | 0 | 0 | 0 | 0 | 0 | 0 | 0 | 0 | 0 | 0
[12 empty] | Total | 0 | 0 | 0 | 0 | 0 | 0 | 0 | 0 |  | 0 | 0 | 0 | 0 | 0 | 0 | [7 empty] | 0
[13 empty] | Greywater collection - proposed | [5 empty] | December: Emi-6 |  |  |  | Blackwater collection - proposed | [21 empty] | Emi-6 |  |  |  | Stormwater and offsite collection proposed
[13 empty] | Toilets | Urinals | Taps | Showers - occupants | Showers - sports | Washing machines | Dishwashers | Deliberately blank | Bleed +other | Washdown | Fire System | Pools | Process cooling | Other Greywater | Total | Grey water AVAILABLE for Wat-1 water uses | Grey water PROVIDED for Wat-1 water uses | Month | Collected GW |  |  | Toilets | Urinals | Taps | Showers - occupants | Deliberately blank | Showers - sports | Washing machines | Dishwashers | Deliberately blank | Bleed | Washdown | Fire System | Pools | Process cooling | Other Blackwater | Deliberately blank | Deliberately blank | Deliberately blank | Deliberately blank | Total | Black water AVAILABLE for Wat-1 water uses | Black water PROVIDED for Wat-1 water uses | Month | Collected BW |  |  | Stormwater collection | Off-site reclaimed water collection | Total | Storm/offsite AVAILABLE for Wat-1 water uses | Storm/offsitePROVIDED for Wat-1 water uses
[12 empty] | 2014-01-01 | 0 | 0 | 0 | 0 | 0 | 0 | 0 |  | 0 | 0 | 0 | 0 | 0 | 0 | 0 | 0 | 0 | Jan | 0 |  | 2014-01-01 | 0 | 0 | 0 | 0 |  | 0 | 0 | 0 |  | 0 | 0 | 0 | 0 | 0 | 0 |  |  |  |  | 0 | 0 | 0 | Jan | 0 |  | 2014-01-01 | 0 | 0 | 0 | 0 | 0
[12 empty] | 2014-01-02 | 0 | 0 | 0 | 0 | 0 | 0 | 0 |  | 0 | 0 | 0 | 0 | 0 | 0 | 0 | 0 | 0 | Feb | 0 |  | 2014-01-02 | 0 | 0 | 0 | 0 |  | 0 | 0 | 0 |  | 0 | 0 | 0 | 0 | 0 | 0 |  |  |  |  | 0 | 0 | 0 | Feb | 0 |  | 2014-01-02 | 0 | 0 | 0 | 0 | 0
[12 empty] | 2014-01-03 | 0 | 0 | 0 | 0 | 0 | 0 | 0 |  | 0 | 0 | 0 | 0 | 0 | 0 | 0 | 0 | 0 | Mar | 0 |  | 2014-01-03 | 0 | 0 | 0 | 0 |  | 0 | 0 | 0 |  | 0 | 0 | 0 | 0 | 0 | 0 |  |  |  |  | 0 | 0 | 0 | Mar | 0 |  | 2014-01-03 | 0 | 0 | 0 | 0 | 0
[12 empty] | 2014-01-04 | 0 | 0 | 0 | 0 | 0 | 0 | 0 |  | 0 | 0 | 0 | 0 | 0 | 0 | 0 | 0 | 0 | Apr | 0 |  | 2014-01-04 | 0 | 0 | 0 | 0 |  | 0 | 0 | 0 |  | 0 | 0 | 0 | 0 | 0 | 0 |  |  |  |  | 0 | 0 | 0 | Apr | 0 |  | 2014-01-04 | 0 | 0 | 0 | 0 | 0
[12 empty] | 2014-01-05 | 0 | 0 | 0 | 0 | 0 | 0 | 0 |  | 0 | 0 | 0 | 0 | 0 | 0 | 0 | 0 | 0 | May | 0 |  | 2014-01-05 | 0 | 0 | 0 | 0 |  | 0 | 0 | 0 |  | 0 | 0 | 0 | 0 | 0 | 0 |  |  |  |  | 0 | 0 | 0 | May | 0 |  | 2014-01-05 | 0 | 0 | 0 | 0 | 0
[12 empty] | 2014-01-06 | 0 | 0 | 0 | 0 | 0 | 0 | 0 |  | 0 | 0 | 0 | 0 | 0 | 0 | 0 | 0 | 0 | Jun | 0 |  | 2014-01-06 | 0 | 0 | 0 | 0 |  | 0 | 0 | 0 |  | 0 | 0 | 0 | 0 | 0 | 0 |  |  |  |  | 0 | 0 | 0 | Jun | 0 |  | 2014-01-06 | 0 | 0 | 0 | 0 | 0
[12 empty] | 2014-01-07 | 0 | 0 | 0 | 0 | 0 | 0 | 0 |  | 0 | 0 | 0 | 0 | 0 | 0 | 0 | 0 | 0 | Jul | 0 |  | 2014-01-07 | 0 | 0 | 0 | 0 |  | 0 | 0 | 0 |  | 0 | 0 | 0 | 0 | 0 | 0 |  |  |  |  | 0 | 0 | 0 | Jul | 0 |  | 2014-01-07 | 0 | 0 | 0 | 0 | 0
[12 empty] | 2014-01-08 | 0 | 0 | 0 | 0 | 0 | 0 | 0 |  | 0 | 0 | 0 | 0 | 0 | 0 | 0 | 0 | 0 | Aug | 0 |  | 2014-01-08 | 0 | 0 | 0 | 0 |  | 0 | 0 | 0 |  | 0 | 0 | 0 | 0 | 0 | 0 |  |  |  |  | 0 | 0 | 0 | Aug | 0 |  | 2014-01-08 | 0 | 0 | 0 | 0 | 0
[12 empty] | 2014-01-09 | 0 | 0 | 0 | 0 | 0 | 0 | 0 |  | 0 | 0 | 0 | 0 | 0 | 0 | 0 | 0 | 0 | Sep | 0 |  | 2014-01-09 | 0 | 0 | 0 | 0 |  | 0 | 0 | 0 |  | 0 | 0 | 0 | 0 | 0 | 0 |  |  |  |  | 0 | 0 | 0 | Sep | 0 |  | 2014-01-09 | 0 | 0 | 0 | 0 | 0
[12 empty] | 2014-01-10 | 0 | 0 | 0 | 0 | 0 | 0 | 0 |  | 0 | 0 | 0 | 0 | 0 | 0 | 0 | 0 | 0 | Oct | 0 |  | 2014-01-10 | 0 | 0 | 0 | 0 |  | 0 | 0 | 0 |  | 0 | 0 | 0 | 0 | 0 | 0 |  |  |  |  | 0 | 0 | 0 | Oct | 0 |  | 2014-01-10 | 0 | 0 | 0 | 0 | 0
[12 empty] | 2014-01-11 | 0 | 0 | 0 | 0 | 0 | 0 | 0 |  | 0 | 0 | 0 | 0 | 0 | 0 | 0 | 0 | 0 | Nov | 0 |  | 2014-01-11 | 0 | 0 | 0 | 0 |  | 0 | 0 | 0 |  | 0 | 0 | 0 | 0 | 0 | 0 |  |  |  |  | 0 | 0 | 0 | Nov | 0 |  | 2014-01-11 | 0 | 0 | 0 | 0 | 0
[12 empty] | 2014-01-12 | 0 | 0 | 0 | 0 | 0 | 0 | 0 |  | 0 | 0 | 0 | 0 | 0 | 0 | 0 | 0 | 0 | Dec | 0 |  | 2014-01-12 | 0 | 0 | 0 | 0 |  | 0 | 0 | 0 |  | 0 | 0 | 0 | 0 | 0 | 0 |  |  |  |  | 0 | 0 | 0 | Dec | 0 |  | 2014-01-12 | 0 | 0 | 0 | 0 | 0
[12 empty] | 2014-01-13 | 0 | 0 | 0 | 0 | 0 | 0 | 0 |  | 0 | 0 | 0 | 0 | 0 | 0 | 0 | 0 | 0 |  |  |  | 2014-01-13 | 0 | 0 | 0 | 0 |  | 0 | 0 | 0 |  | 0 | 0 | 0 | 0 | 0 | 0 |  |  |  |  | 0 | 0 | 0 |  |  |  | 2014-01-13 | 0 | 0 | 0 | 0 | 0
[12 empty] | 2014-01-14 | 0 | 0 | 0 | 0 | 0 | 0 | 0 |  | 0 | 0 | 0 | 0 | 0 | 0 | 0 | 0 | 0 |  |  |  | 2014-01-14 | 0 | 0 | 0 | 0 |  | 0 | 0 | 0 |  | 0 | 0 | 0 | 0 | 0 | 0 |  |  |  |  | 0 | 0 | 0 |  |  |  | 2014-01-14 | 0 | 0 | 0 | 0 | 0
[12 empty] | 2014-01-15 | 0 | 0 | 0 | 0 | 0 | 0 | 0 |  | 0 | 0 | 0 | 0 | 0 | 0 | 0 | 0 | 0 |  |  |  | 2014-01-15 | 0 | 0 | 0 | 0 |  | 0 | 0 | 0 |  | 0 | 0 | 0 | 0 | 0 | 0 |  |  |  |  | 0 | 0 | 0 |  |  |  | 2014-01-15 | 0 | 0 | 0 | 0 | 0
[12 empty] | 2014-01-16 | 0 | 0 | 0 | 0 | 0 | 0 | 0 |  | 0 | 0 | 0 | 0 | 0 | 0 | 0 | 0 | 0 |  |  |  | 2014-01-16 | 0 | 0 | 0 | 0 |  | 0 | 0 | 0 |  | 0 | 0 | 0 | 0 | 0 | 0 |  |  |  |  | 0 | 0 | 0 |  |  |  | 2014-01-16 | 0 | 0 | 0 | 0 | 0
[12 empty] | 2014-01-17 | 0 | 0 | 0 | 0 | 0 | 0 | 0 |  | 0 | 0 | 0 | 0 | 0 | 0 | 0 | 0 | 0 |  |  |  | 2014-01-17 | 0 | 0 | 0 | 0 |  | 0 | 0 | 0 |  | 0 | 0 | 0 | 0 | 0 | 0 |  |  |  |  | 0 | 0 | 0 |  |  |  | 2014-01-17 | 0 | 0 | 0 | 0 | 0
[12 empty] | 2014-01-18 | 0 | 0 | 0 | 0 | 0 | 0 | 0 |  | 0 | 0 | 0 | 0 | 0 | 0 | 0 | 0 | 0 |  |  |  | 2014-01-18 | 0 | 0 | 0 | 0 |  | 0 | 0 | 0 |  | 0 | 0 | 0 | 0 | 0 | 0 |  |  |  |  | 0 | 0 | 0 |  |  |  | 2014-01-18 | 0 | 0 | 0 | 0 | 0
[12 empty] | 2014-01-19 | 0 | 0 | 0 | 0 | 0 | 0 | 0 |  | 0 | 0 | 0 | 0 | 0 | 0 | 0 | 0 | 0 |  |  |  | 2014-01-19 | 0 | 0 | 0 | 0 |  | 0 | 0 | 0 |  | 0 | 0 | 0 | 0 | 0 | 0 |  |  |  |  | 0 | 0 | 0 |  |  |  | 2014-01-19 | 0 | 0 | 0 | 0 | 0
[12 empty] | 2014-01-20 | 0 | 0 | 0 | 0 | 0 | 0 | 0 |  | 0 | 0 | 0 | 0 | 0 | 0 | 0 | 0 | 0 |  |  |  | 2014-01-20 | 0 | 0 | 0 | 0 |  | 0 | 0 | 0 |  | 0 | 0 | 0 | 0 | 0 | 0 |  |  |  |  | 0 | 0 | 0 |  |  |  | 2014-01-20 | 0 | 0 | 0 | 0 | 0
[12 empty] | 2014-01-21 | 0 | 0 | 0 | 0 | 0 | 0 | 0 |  | 0 | 0 | 0 | 0 | 0 | 0 | 0 | 0 | 0 |  |  |  | 2014-01-21 | 0 | 0 | 0 | 0 |  | 0 | 0 | 0 |  | 0 | 0 | 0 | 0 | 0 | 0 |  |  |  |  | 0 | 0 | 0 |  |  |  | 2014-01-21 | 0 | 0 | 0 | 0 | 0
[12 empty] | 2014-01-22 | 0 | 0 | 0 | 0 | 0 | 0 | 0 |  | 0 | 0 | 0 | 0 | 0 | 0 | 0 | 0 | 0 |  |  |  | 2014-01-22 | 0 | 0 | 0 | 0 |  | 0 | 0 | 0 |  | 0 | 0 | 0 | 0 | 0 | 0 |  |  |  |  | 0 | 0 | 0 |  |  |  | 2014-01-22 | 0 | 0 | 0 | 0 | 0
[12 empty] | 2014-01-23 | 0 | 0 | 0 | 0 | 0 | 0 | 0 |  | 0 | 0 | 0 | 0 | 0 | 0 | 0 | 0 | 0 |  |  |  | 2014-01-23 | 0 | 0 | 0 | 0 |  | 0 | 0 | 0 |  | 0 | 0 | 0 | 0 | 0 | 0 |  |  |  |  | 0 | 0 | 0 |  |  |  | 2014-01-23 | 0 | 0 | 0 | 0 | 0
[12 empty] | 2014-01-24 | 0 | 0 | 0 | 0 | 0 | 0 | 0 |  | 0 | 0 | 0 | 0 | 0 | 0 | 0 | 0 | 0 |  |  |  | 2014-01-24 | 0 | 0 | 0 | 0 |  | 0 | 0 | 0 |  | 0 | 0 | 0 | 0 | 0 | 0 |  |  |  |  | 0 | 0 | 0 |  |  |  | 2014-01-24 | 0 | 0 | 0 | 0 | 0
[12 empty] | 2014-01-25 | 0 | 0 | 0 | 0 | 0 | 0 | 0 |  | 0 | 0 | 0 | 0 | 0 | 0 | 0 | 0 | 0 |  |  |  | 2014-01-25 | 0 | 0 | 0 | 0 |  | 0 | 0 | 0 |  | 0 | 0 | 0 | 0 | 0 | 0 |  |  |  |  | 0 | 0 | 0 |  |  |  | 2014-01-25 | 0 | 0 | 0 | 0 | 0
[12 empty] | 2014-01-26 | 0 | 0 | 0 | 0 | 0 | 0 | 0 |  | 0 | 0 | 0 | 0 | 0 | 0 | 0 | 0 | 0 |  |  |  | 2014-01-26 | 0 | 0 | 0 | 0 |  | 0 | 0 | 0 |  | 0 | 0 | 0 | 0 | 0 | 0 |  |  |  |  | 0 | 0 | 0 |  |  |  | 2014-01-26 | 0 | 0 | 0 | 0 | 0
[12 empty] | 2014-01-27 | 0 | 0 | 0 | 0 | 0 | 0 | 0 |  | 0 | 0 | 0 | 0 | 0 | 0 | 0 | 0 | 0 |  |  |  | 2014-01-27 | 0 | 0 | 0 | 0 |  | 0 | 0 | 0 |  | 0 | 0 | 0 | 0 | 0 | 0 |  |  |  |  | 0 | 0 | 0 |  |  |  | 2014-01-27 | 0 | 0 | 0 | 0 | 0
[12 empty] | 2014-01-28 | 0 | 0 | 0 | 0 | 0 | 0 | 0 |  | 0 | 0 | 0 | 0 | 0 | 0 | 0 | 0 | 0 |  |  |  | 2014-01-28 | 0 | 0 | 0 | 0 |  | 0 | 0 | 0 |  | 0 | 0 | 0 | 0 | 0 | 0 |  |  |  |  | 0 | 0 | 0 |  |  |  | 2014-01-28 | 0 | 0 | 0 | 0 | 0
[12 empty] | 2014-01-29 | 0 | 0 | 0 | 0 | 0 | 0 | 0 |  | 0 | 0 | 0 | 0 | 0 | 0 | 0 | 0 | 0 |  |  |  | 2014-01-29 | 0 | 0 | 0 | 0 |  | 0 | 0 | 0 |  | 0 | 0 | 0 | 0 | 0 | 0 |  |  |  |  | 0 | 0 | 0 |  |  |  | 2014-01-29 | 0 | 0 | 0 | 0 | 0
[12 empty] | 2014-01-30 | 0 | 0 | 0 | 0 | 0 | 0 | 0 |  | 0 | 0 | 0 | 0 | 0 | 0 | 0 | 0 | 0 |  |  |  | 2014-01-30 | 0 | 0 | 0 | 0 |  | 0 | 0 | 0 |  | 0 | 0 | 0 | 0 | 0 | 0 |  |  |  |  | 0 | 0 | 0 |  |  |  | 2014-01-30 | 0 | 0 | 0 | 0 | 0
[12 empty] | 2014-01-31 | 0 | 0 | 0 | 0 | 0 | 0 | 0 |  | 0 | 0 | 0 | 0 | 0 | 0 | 0 | 0 | 0 |  |  |  | 2014-01-31 | 0 | 0 | 0 | 0 |  | 0 | 0 | 0 |  | 0 | 0 | 0 | 0 | 0 | 0 |  |  |  |  | 0 | 0 | 0 |  |  |  | 2014-01-31 | 0 | 0 | 0 | 0 | 0
[12 empty] | 2014-02-01 | 0 | 0 | 0 | 0 | 0 | 0 | 0 |  | 0 | 0 | 0 | 0 | 0 | 0 | 0 | 0 | 0 |  |  |  | 2014-02-01 | 0 | 0 | 0 | 0 |  | 0 | 0 | 0 |  | 0 | 0 | 0 | 0 | 0 | 0 |  |  |  |  | 0 | 0 | 0 |  |  |  | 2014-02-01 | 0 | 0 | 0 | 0 | 0
[12 empty] | 2014-02-02 | 0 | 0 | 0 | 0 | 0 | 0 | 0 |  | 0 | 0 | 0 | 0 | 0 | 0 | 0 | 0 | 0 |  |  |  | 2014-02-02 | 0 | 0 | 0 | 0 |  | 0 | 0 | 0 |  | 0 | 0 | 0 | 0 | 0 | 0 |  |  |  |  | 0 | 0 | 0 |  |  |  | 2014-02-02 | 0 | 0 | 0 | 0 | 0
[12 empty] | 2014-02-03 | 0 | 0 | 0 | 0 | 0 | 0 | 0 |  | 0 | 0 | 0 | 0 | 0 | 0 | 0 | 0 | 0 |  |  |  | 2014-02-03 | 0 | 0 | 0 | 0 |  | 0 | 0 | 0 |  | 0 | 0 | 0 | 0 | 0 | 0 |  |  |  |  | 0 | 0 | 0 |  |  |  | 2014-02-03 | 0 | 0 | 0 | 0 | 0
[12 empty] | 2014-02-04 | 0 | 0 | 0 | 0 | 0 | 0 | 0 |  | 0 | 0 | 0 | 0 | 0 | 0 | 0 | 0 | 0 |  |  |  | 2014-02-04 | 0 | 0 | 0 | 0 |  | 0 | 0 | 0 |  | 0 | 0 | 0 | 0 | 0 | 0 |  |  |  |  | 0 | 0 | 0 |  |  |  | 2014-02-04 | 0 | 0 | 0 | 0 | 0
[12 empty] | 2014-02-05 | 0 | 0 | 0 | 0 | 0 | 0 | 0 |  | 0 | 0 | 0 | 0 | 0 | 0 | 0 | 0 | 0 |  |  |  | 2014-02-05 | 0 | 0 | 0 | 0 |  | 0 | 0 | 0 |  | 0 | 0 | 0 | 0 | 0 | 0 |  |  |  |  | 0 | 0 | 0 |  |  |  | 2014-02-05 | 0 | 0 | 0 | 0 | 0
[12 empty] | 2014-02-06 | 0 | 0 | 0 | 0 | 0 | 0 | 0 |  | 0 | 0 | 0 | 0 | 0 | 0 | 0 | 0 | 0 |  |  |  | 2014-02-06 | 0 | 0 | 0 | 0 |  | 0 | 0 | 0 |  | 0 | 0 | 0 | 0 | 0 | 0 |  |  |  |  | 0 | 0 | 0 |  |  |  | 2014-02-06 | 0 | 0 | 0 | 0 | 0
[12 empty] | 2014-02-07 | 0 | 0 | 0 | 0 | 0 | 0 | 0 |  | 0 | 0 | 0 | 0 | 0 | 0 | 0 | 0 | 0 |  |  |  | 2014-02-07 | 0 | 0 | 0 | 0 |  | 0 | 0 | 0 |  | 0 | 0 | 0 | 0 | 0 | 0 |  |  |  |  | 0 | 0 | 0 |  |  |  | 2014-02-07 | 0 | 0 | 0 | 0 | 0
[12 empty] | 2014-02-08 | 0 | 0 | 0 | 0 | 0 | 0 | 0 |  | 0 | 0 | 0 | 0 | 0 | 0 | 0 | 0 | 0 |  |  |  | 2014-02-08 | 0 | 0 | 0 | 0 |  | 0 | 0 | 0 |  | 0 | 0 | 0 | 0 | 0 | 0 |  |  |  |  | 0 | 0 | 0 |  |  |  | 2014-02-08 | 0 | 0 | 0 | 0 | 0
[12 empty] | 2014-02-09 | 0 | 0 | 0 | 0 | 0 | 0 | 0 |  | 0 | 0 | 0 | 0 | 0 | 0 | 0 | 0 | 0 |  |  |  | 2014-02-09 | 0 | 0 | 0 | 0 |  | 0 | 0 | 0 |  | 0 | 0 | 0 | 0 | 0 | 0 |  |  |  |  | 0 | 0 | 0 |  |  |  | 2014-02-09 | 0 | 0 | 0 | 0 | 0
[12 empty] | 2014-02-10 | 0 | 0 | 0 | 0 | 0 | 0 | 0 |  | 0 | 0 | 0 | 0 | 0 | 0 | 0 | 0 | 0 |  |  |  | 2014-02-10 | 0 | 0 | 0 | 0 |  | 0 | 0 | 0 |  | 0 | 0 | 0 | 0 | 0 | 0 |  |  |  |  | 0 | 0 | 0 |  |  |  | 2014-02-10 | 0 | 0 | 0 | 0 | 0
[12 empty] | 2014-02-11 | 0 | 0 | 0 | 0 | 0 | 0 | 0 |  | 0 | 0 | 0 | 0 | 0 | 0 | 0 | 0 | 0 |  |  |  | 2014-02-11 | 0 | 0 | 0 | 0 |  | 0 | 0 | 0 |  | 0 | 0 | 0 | 0 | 0 | 0 |  |  |  |  | 0 | 0 | 0 |  |  |  | 2014-02-11 | 0 | 0 | 0 | 0 | 0
[12 empty] | 2014-02-12 | 0 | 0 | 0 | 0 | 0 | 0 | 0 |  | 0 | 0 | 0 | 0 | 0 | 0 | 0 | 0 | 0 |  |  |  | 2014-02-12 | 0 | 0 | 0 | 0 |  | 0 | 0 | 0 |  | 0 | 0 | 0 | 0 | 0 | 0 |  |  |  |  | 0 | 0 | 0 |  |  |  | 2014-02-12 | 0 | 0 | 0 | 0 | 0
[12 empty] | 2014-02-13 | 0 | 0 | 0 | 0 | 0 | 0 | 0 |  | 0 | 0 | 0 | 0 | 0 | 0 | 0 | 0 | 0 |  |  |  | 2014-02-13 | 0 | 0 | 0 | 0 |  | 0 | 0 | 0 |  | 0 | 0 | 0 | 0 | 0 | 0 |  |  |  |  | 0 | 0 | 0 |  |  |  | 2014-02-13 | 0 | 0 | 0 | 0 | 0
[12 empty] | 2014-02-14 | 0 | 0 | 0 | 0 | 0 | 0 | 0 |  | 0 | 0 | 0 | 0 | 0 | 0 | 0 | 0 | 0 |  |  |  | 2014-02-14 | 0 | 0 | 0 | 0 |  | 0 | 0 | 0 |  | 0 | 0 | 0 | 0 | 0 | 0 |  |  |  |  | 0 | 0 | 0 |  |  |  | 2014-02-14 | 0 | 0 | 0 | 0 | 0
[12 empty] | 2014-02-15 | 0 | 0 | 0 | 0 | 0 | 0 | 0 |  | 0 | 0 | 0 | 0 | 0 | 0 | 0 | 0 | 0 |  |  |  | 2014-02-15 | 0 | 0 | 0 | 0 |  | 0 | 0 | 0 |  | 0 | 0 | 0 | 0 | 0 | 0 |  |  |  |  | 0 | 0 | 0 |  |  |  | 2014-02-15 | 0 | 0 | 0 | 0 | 0
[12 empty] | 2014-02-16 | 0 | 0 | 0 | 0 | 0 | 0 | 0 |  | 0 | 0 | 0 | 0 | 0 | 0 | 0 | 0 | 0 |  |  |  | 2014-02-16 | 0 | 0 | 0 | 0 |  | 0 | 0 | 0 |  | 0 | 0 | 0 | 0 | 0 | 0 |  |  |  |  | 0 | 0 | 0 |  |  |  | 2014-02-16 | 0 | 0 | 0 | 0 | 0
[12 empty] | 2014-02-17 | 0 | 0 | 0 | 0 | 0 | 0 | 0 |  | 0 | 0 | 0 | 0 | 0 | 0 | 0 | 0 | 0 |  |  |  | 2014-02-17 | 0 | 0 | 0 | 0 |  | 0 | 0 | 0 |  | 0 | 0 | 0 | 0 | 0 | 0 |  |  |  |  | 0 | 0 | 0 |  |  |  | 2014-02-17 | 0 | 0 | 0 | 0 | 0
[12 empty] | 2014-02-18 | 0 | 0 | 0 | 0 | 0 | 0 | 0 |  | 0 | 0 | 0 | 0 | 0 | 0 | 0 | 0 | 0 |  |  |  | 2014-02-18 | 0 | 0 | 0 | 0 |  | 0 | 0 | 0 |  | 0 | 0 | 0 | 0 | 0 | 0 |  |  |  |  | 0 | 0 | 0 |  |  |  | 2014-02-18 | 0 | 0 | 0 | 0 | 0
[12 empty] | 2014-02-19 | 0 | 0 | 0 | 0 | 0 | 0 | 0 |  | 0 | 0 | 0 | 0 | 0 | 0 | 0 | 0 | 0 |  |  |  | 2014-02-19 | 0 | 0 | 0 | 0 |  | 0 | 0 | 0 |  | 0 | 0 | 0 | 0 | 0 | 0 |  |  |  |  | 0 | 0 | 0 |  |  |  | 2014-02-19 | 0 | 0 | 0 | 0 | 0
[12 empty] | 2014-02-20 | 0 | 0 | 0 | 0 | 0 | 0 | 0 |  | 0 | 0 | 0 | 0 | 0 | 0 | 0 | 0 | 0 |  |  |  | 2014-02-20 | 0 | 0 | 0 | 0 |  | 0 | 0 | 0 |  | 0 | 0 | 0 | 0 | 0 | 0 |  |  |  |  | 0 | 0 | 0 |  |  |  | 2014-02-20 | 0 | 0 | 0 | 0 | 0
[12 empty] | 2014-02-21 | 0 | 0 | 0 | 0 | 0 | 0 | 0 |  | 0 | 0 | 0 | 0 | 0 | 0 | 0 | 0 | 0 |  |  |  | 2014-02-21 | 0 | 0 | 0 | 0 |  | 0 | 0 | 0 |  | 0 | 0 | 0 | 0 | 0 | 0 |  |  |  |  | 0 | 0 | 0 |  |  |  | 2014-02-21 | 0 | 0 | 0 | 0 | 0
[12 empty] | 2014-02-22 | 0 | 0 | 0 | 0 | 0 | 0 | 0 |  | 0 | 0 | 0 | 0 | 0 | 0 | 0 | 0 | 0 |  |  |  | 2014-02-22 | 0 | 0 | 0 | 0 |  | 0 | 0 | 0 |  | 0 | 0 | 0 | 0 | 0 | 0 |  |  |  |  | 0 | 0 | 0 |  |  |  | 2014-02-22 | 0 | 0 | 0 | 0 | 0
[12 empty] | 2014-02-23 | 0 | 0 | 0 | 0 | 0 | 0 | 0 |  | 0 | 0 | 0 | 0 | 0 | 0 | 0 | 0 | 0 |  |  |  | 2014-02-23 | 0 | 0 | 0 | 0 |  | 0 | 0 | 0 |  | 0 | 0 | 0 | 0 | 0 | 0 |  |  |  |  | 0 | 0 | 0 |  |  |  | 2014-02-23 | 0 | 0 | 0 | 0 | 0
[12 empty] | 2014-02-24 | 0 | 0 | 0 | 0 | 0 | 0 | 0 |  | 0 | 0 | 0 | 0 | 0 | 0 | 0 | 0 | 0 |  |  |  | 2014-02-24 | 0 | 0 | 0 | 0 |  | 0 | 0 | 0 |  | 0 | 0 | 0 | 0 | 0 | 0 |  |  |  |  | 0 | 0 | 0 |  |  |  | 2014-02-24 | 0 | 0 | 0 | 0 | 0
[12 empty] | 2014-02-25 | 0 | 0 | 0 | 0 | 0 | 0 | 0 |  | 0 | 0 | 0 | 0 | 0 | 0 | 0 | 0 | 0 |  |  |  | 2014-02-25 | 0 | 0 | 0 | 0 |  | 0 | 0 | 0 |  | 0 | 0 | 0 | 0 | 0 | 0 |  |  |  |  | 0 | 0 | 0 |  |  |  | 2014-02-25 | 0 | 0 | 0 | 0 | 0
[12 empty] | 2014-02-26 | 0 | 0 | 0 | 0 | 0 | 0 | 0 |  | 0 | 0 | 0 | 0 | 0 | 0 | 0 | 0 | 0 |  |  |  | 2014-02-26 | 0 | 0 | 0 | 0 |  | 0 | 0 | 0 |  | 0 | 0 | 0 | 0 | 0 | 0 |  |  |  |  | 0 | 0 | 0 |  |  |  | 2014-02-26 | 0 | 0 | 0 | 0 | 0
[12 empty] | 2014-02-27 | 0 | 0 | 0 | 0 | 0 | 0 | 0 |  | 0 | 0 | 0 | 0 | 0 | 0 | 0 | 0 | 0 |  |  |  | 2014-02-27 | 0 | 0 | 0 | 0 |  | 0 | 0 | 0 |  | 0 | 0 | 0 | 0 | 0 | 0 |  |  |  |  | 0 | 0 | 0 |  |  |  | 2014-02-27 | 0 | 0 | 0 | 0 | 0
[12 empty] | 2014-02-28 | 0 | 0 | 0 | 0 | 0 | 0 | 0 |  | 0 | 0 | 0 | 0 | 0 | 0 | 0 | 0 | 0 |  |  |  | 2014-02-28 | 0 | 0 | 0 | 0 |  | 0 | 0 | 0 |  | 0 | 0 | 0 | 0 | 0 | 0 |  |  |  |  | 0 | 0 | 0 |  |  |  | 2014-02-28 | 0 | 0 | 0 | 0 | 0
[12 empty] | 2014-03-01 | 0 | 0 | 0 | 0 | 0 | 0 | 0 |  | 0 | 0 | 0 | 0 | 0 | 0 | 0 | 0 | 0 |  |  |  | 2014-03-01 | 0 | 0 | 0 | 0 |  | 0 | 0 | 0 |  | 0 | 0 | 0 | 0 | 0 | 0 |  |  |  |  | 0 | 0 | 0 |  |  |  | 2014-03-01 | 0 | 0 | 0 | 0 | 0
[12 empty] | 2014-03-02 | 0 | 0 | 0 | 0 | 0 | 0 | 0 |  | 0 | 0 | 0 | 0 | 0 | 0 | 0 | 0 | 0 |  |  |  | 2014-03-02 | 0 | 0 | 0 | 0 |  | 0 | 0 | 0 |  | 0 | 0 | 0 | 0 | 0 | 0 |  |  |  |  | 0 | 0 | 0 |  |  |  | 2014-03-02 | 0 | 0 | 0 | 0 | 0
[12 empty] | 2014-03-03 | 0 | 0 | 0 | 0 | 0 | 0 | 0 |  | 0 | 0 | 0 | 0 | 0 | 0 | 0 | 0 | 0 |  |  |  | 2014-03-03 | 0 | 0 | 0 | 0 |  | 0 | 0 | 0 |  | 0 | 0 | 0 | 0 | 0 | 0 |  |  |  |  | 0 | 0 | 0 |  |  |  | 2014-03-03 | 0 | 0 | 0 | 0 | 0
[12 empty] | 2014-03-04 | 0 | 0 | 0 | 0 | 0 | 0 | 0 |  | 0 | 0 | 0 | 0 | 0 | 0 | 0 | 0 | 0 |  |  |  | 2014-03-04 | 0 | 0 | 0 | 0 |  | 0 | 0 | 0 |  | 0 | 0 | 0 | 0 | 0 | 0 |  |  |  |  | 0 | 0 | 0 |  |  |  | 2014-03-04 | 0 | 0 | 0 | 0 | 0
[12 empty] | 2014-03-05 | 0 | 0 | 0 | 0 | 0 | 0 | 0 |  | 0 | 0 | 0 | 0 | 0 | 0 | 0 | 0 | 0 |  |  |  | 2014-03-05 | 0 | 0 | 0 | 0 |  | 0 | 0 | 0 |  | 0 | 0 | 0 | 0 | 0 | 0 |  |  |  |  | 0 | 0 | 0 |  |  |  | 2014-03-05 | 0 | 0 | 0 | 0 | 0
[12 empty] | 2014-03-06 | 0 | 0 | 0 | 0 | 0 | 0 | 0 |  | 0 | 0 | 0 | 0 | 0 | 0 | 0 | 0 | 0 |  |  |  | 2014-03-06 | 0 | 0 | 0 | 0 |  | 0 | 0 | 0 |  | 0 | 0 | 0 | 0 | 0 | 0 |  |  |  |  | 0 | 0 | 0 |  |  |  | 2014-03-06 | 0 | 0 | 0 | 0 | 0
[12 empty] | 2014-03-07 | 0 | 0 | 0 | 0 | 0 | 0 | 0 |  | 0 | 0 | 0 | 0 | 0 | 0 | 0 | 0 | 0 |  |  |  | 2014-03-07 | 0 | 0 | 0 | 0 |  | 0 | 0 | 0 |  | 0 | 0 | 0 | 0 | 0 | 0 |  |  |  |  | 0 | 0 | 0 |  |  |  | 2014-03-07 | 0 | 0 | 0 | 0 | 0
[12 empty] | 2014-03-08 | 0 | 0 | 0 | 0 | 0 | 0 | 0 |  | 0 | 0 | 0 | 0 | 0 | 0 | 0 | 0 | 0 |  |  |  | 2014-03-08 | 0 | 0 | 0 | 0 |  | 0 | 0 | 0 |  | 0 | 0 | 0 | 0 | 0 | 0 |  |  |  |  | 0 | 0 | 0 |  |  |  | 2014-03-08 | 0 | 0 | 0 | 0 | 0
[12 empty] | 2014-03-09 | 0 | 0 | 0 | 0 | 0 | 0 | 0 |  | 0 | 0 | 0 | 0 | 0 | 0 | 0 | 0 | 0 |  |  |  | 2014-03-09 | 0 | 0 | 0 | 0 |  | 0 | 0 | 0 |  | 0 | 0 | 0 | 0 | 0 | 0 |  |  |  |  | 0 | 0 | 0 |  |  |  | 2014-03-09 | 0 | 0 | 0 | 0 | 0
[12 empty] | 2014-03-10 | 0 | 0 | 0 | 0 | 0 | 0 | 0 |  | 0 | 0 | 0 | 0 | 0 | 0 | 0 | 0 | 0 |  |  |  | 2014-03-10 | 0 | 0 | 0 | 0 |  | 0 | 0 | 0 |  | 0 | 0 | 0 | 0 | 0 | 0 |  |  |  |  | 0 | 0 | 0 |  |  |  | 2014-03-10 | 0 | 0 | 0 | 0 | 0
[12 empty] | 2014-03-11 | 0 | 0 | 0 | 0 | 0 | 0 | 0 |  | 0 | 0 | 0 | 0 | 0 | 0 | 0 | 0 | 0 |  |  |  | 2014-03-11 | 0 | 0 | 0 | 0 |  | 0 | 0 | 0 |  | 0 | 0 | 0 | 0 | 0 | 0 |  |  |  |  | 0 | 0 | 0 |  |  |  | 2014-03-11 | 0 | 0 | 0 | 0 | 0
[12 empty] | 2014-03-12 | 0 | 0 | 0 | 0 | 0 | 0 | 0 |  | 0 | 0 | 0 | 0 | 0 | 0 | 0 | 0 | 0 |  |  |  | 2014-03-12 | 0 | 0 | 0 | 0 |  | 0 | 0 | 0 |  | 0 | 0 | 0 | 0 | 0 | 0 |  |  |  |  | 0 | 0 | 0 |  |  |  | 2014-03-12 | 0 | 0 | 0 | 0 | 0
[12 empty] | 2014-03-13 | 0 | 0 | 0 | 0 | 0 | 0 | 0 |  | 0 | 0 | 0 | 0 | 0 | 0 | 0 | 0 | 0 |  |  |  | 2014-03-13 | 0 | 0 | 0 | 0 |  | 0 | 0 | 0 |  | 0 | 0 | 0 | 0 | 0 | 0 |  |  |  |  | 0 | 0 | 0 |  |  |  | 2014-03-13 | 0 | 0 | 0 | 0 | 0
[12 empty] | 2014-03-14 | 0 | 0 | 0 | 0 | 0 | 0 | 0 |  | 0 | 0 | 0 | 0 | 0 | 0 | 0 | 0 | 0 |  |  |  | 2014-03-14 | 0 | 0 | 0 | 0 |  | 0 | 0 | 0 |  | 0 | 0 | 0 | 0 | 0 | 0 |  |  |  |  | 0 | 0 | 0 |  |  |  | 2014-03-14 | 0 | 0 | 0 | 0 | 0
[12 empty] | 2014-03-15 | 0 | 0 | 0 | 0 | 0 | 0 | 0 |  | 0 | 0 | 0 | 0 | 0 | 0 | 0 | 0 | 0 |  |  |  | 2014-03-15 | 0 | 0 | 0 | 0 |  | 0 | 0 | 0 |  | 0 | 0 | 0 | 0 | 0 | 0 |  |  |  |  | 0 | 0 | 0 |  |  |  | 2014-03-15 | 0 | 0 | 0 | 0 | 0
[12 empty] | 2014-03-16 | 0 | 0 | 0 | 0 | 0 | 0 | 0 |  | 0 | 0 | 0 | 0 | 0 | 0 | 0 | 0 | 0 |  |  |  | 2014-03-16 | 0 | 0 | 0 | 0 |  | 0 | 0 | 0 |  | 0 | 0 | 0 | 0 | 0 | 0 |  |  |  |  | 0 | 0 | 0 |  |  |  | 2014-03-16 | 0 | 0 | 0 | 0 | 0
[12 empty] | 2014-03-17 | 0 | 0 | 0 | 0 | 0 | 0 | 0 |  | 0 | 0 | 0 | 0 | 0 | 0 | 0 | 0 | 0 |  |  |  | 2014-03-17 | 0 | 0 | 0 | 0 |  | 0 | 0 | 0 |  | 0 | 0 | 0 | 0 | 0 | 0 |  |  |  |  | 0 | 0 | 0 |  |  |  | 2014-03-17 | 0 | 0 | 0 | 0 | 0
[12 empty] | 2014-03-18 | 0 | 0 | 0 | 0 | 0 | 0 | 0 |  | 0 | 0 | 0 | 0 | 0 | 0 | 0 | 0 | 0 |  |  |  | 2014-03-18 | 0 | 0 | 0 | 0 |  | 0 | 0 | 0 |  | 0 | 0 | 0 | 0 | 0 | 0 |  |  |  |  | 0 | 0 | 0 |  |  |  | 2014-03-18 | 0 | 0 | 0 | 0 | 0
[12 empty] | 2014-03-19 | 0 | 0 | 0 | 0 | 0 | 0 | 0 |  | 0 | 0 | 0 | 0 | 0 | 0 | 0 | 0 | 0 |  |  |  | 2014-03-19 | 0 | 0 | 0 | 0 |  | 0 | 0 | 0 |  | 0 | 0 | 0 | 0 | 0 | 0 |  |  |  |  | 0 | 0 | 0 |  |  |  | 2014-03-19 | 0 | 0 | 0 | 0 | 0
[12 empty] | 2014-03-20 | 0 | 0 | 0 | 0 | 0 | 0 | 0 |  | 0 | 0 | 0 | 0 | 0 | 0 | 0 | 0 | 0 |  |  |  | 2014-03-20 | 0 | 0 | 0 | 0 |  | 0 | 0 | 0 |  | 0 | 0 | 0 | 0 | 0 | 0 |  |  |  |  | 0 | 0 | 0 |  |  |  | 2014-03-20 | 0 | 0 | 0 | 0 | 0
[12 empty] | 2014-03-21 | 0 | 0 | 0 | 0 | 0 | 0 | 0 |  | 0 | 0 | 0 | 0 | 0 | 0 | 0 | 0 | 0 |  |  |  | 2014-03-21 | 0 | 0 | 0 | 0 |  | 0 | 0 | 0 |  | 0 | 0 | 0 | 0 | 0 | 0 |  |  |  |  | 0 | 0 | 0 |  |  |  | 2014-03-21 | 0 | 0 | 0 | 0 | 0
[12 empty] | 2014-03-22 | 0 | 0 | 0 | 0 | 0 | 0 | 0 |  | 0 | 0 | 0 | 0 | 0 | 0 | 0 | 0 | 0 |  |  |  | 2014-03-22 | 0 | 0 | 0 | 0 |  | 0 | 0 | 0 |  | 0 | 0 | 0 | 0 | 0 | 0 |  |  |  |  | 0 | 0 | 0 |  |  |  | 2014-03-22 | 0 | 0 | 0 | 0 | 0
[12 empty] | 2014-03-23 | 0 | 0 | 0 | 0 | 0 | 0 | 0 |  | 0 | 0 | 0 | 0 | 0 | 0 | 0 | 0 | 0 |  |  |  | 2014-03-23 | 0 | 0 | 0 | 0 |  | 0 | 0 | 0 |  | 0 | 0 | 0 | 0 | 0 | 0 |  |  |  |  | 0 | 0 | 0 |  |  |  | 2014-03-23 | 0 | 0 | 0 | 0 | 0
[12 empty] | 2014-03-24 | 0 | 0 | 0 | 0 | 0 | 0 | 0 |  | 0 | 0 | 0 | 0 | 0 | 0 | 0 | 0 | 0 |  |  |  | 2014-03-24 | 0 | 0 | 0 | 0 |  | 0 | 0 | 0 |  | 0 | 0 | 0 | 0 | 0 | 0 |  |  |  |  | 0 | 0 | 0 |  |  |  | 2014-03-24 | 0 | 0 | 0 | 0 | 0
[12 empty] | 2014-03-25 | 0 | 0 | 0 | 0 | 0 | 0 | 0 |  | 0 | 0 | 0 | 0 | 0 | 0 | 0 | 0 | 0 |  |  |  | 2014-03-25 | 0 | 0 | 0 | 0 |  | 0 | 0 | 0 |  | 0 | 0 | 0 | 0 | 0 | 0 |  |  |  |  | 0 | 0 | 0 |  |  |  | 2014-03-25 | 0 | 0 | 0 | 0 | 0
[12 empty] | 2014-03-26 | 0 | 0 | 0 | 0 | 0 | 0 | 0 |  | 0 | 0 | 0 | 0 | 0 | 0 | 0 | 0 | 0 |  |  |  | 2014-03-26 | 0 | 0 | 0 | 0 |  | 0 | 0 | 0 |  | 0 | 0 | 0 | 0 | 0 | 0 |  |  |  |  | 0 | 0 | 0 |  |  |  | 2014-03-26 | 0 | 0 | 0 | 0 | 0
[12 empty] | 2014-03-27 | 0 | 0 | 0 | 0 | 0 | 0 | 0 |  | 0 | 0 | 0 | 0 | 0 | 0 | 0 | 0 | 0 |  |  |  | 2014-03-27 | 0 | 0 | 0 | 0 |  | 0 | 0 | 0 |  | 0 | 0 | 0 | 0 | 0 | 0 |  |  |  |  | 0 | 0 | 0 |  |  |  | 2014-03-27 | 0 | 0 | 0 | 0 | 0
[12 empty] | 2014-03-28 | 0 | 0 | 0 | 0 | 0 | 0 | 0 |  | 0 | 0 | 0 | 0 | 0 | 0 | 0 | 0 | 0 |  |  |  | 2014-03-28 | 0 | 0 | 0 | 0 |  | 0 | 0 | 0 |  | 0 | 0 | 0 | 0 | 0 | 0 |  |  |  |  | 0 | 0 | 0 |  |  |  | 2014-03-28 | 0 | 0 | 0 | 0 | 0
[12 empty] | 2014-03-29 | 0 | 0 | 0 | 0 | 0 | 0 | 0 |  | 0 | 0 | 0 | 0 | 0 | 0 | 0 | 0 | 0 |  |  |  | 2014-03-29 | 0 | 0 | 0 | 0 |  | 0 | 0 | 0 |  | 0 | 0 | 0 | 0 | 0 | 0 |  |  |  |  | 0 | 0 | 0 |  |  |  | 2014-03-29 | 0 | 0 | 0 | 0 | 0
[12 empty] | 2014-03-30 | 0 | 0 | 0 | 0 | 0 | 0 | 0 |  | 0 | 0 | 0 | 0 | 0 | 0 | 0 | 0 | 0 |  |  |  | 2014-03-30 | 0 | 0 | 0 | 0 |  | 0 | 0 | 0 |  | 0 | 0 | 0 | 0 | 0 | 0 |  |  |  |  | 0 | 0 | 0 |  |  |  | 2014-03-30 | 0 | 0 | 0 | 0 | 0
[12 empty] | 2014-03-31 | 0 | 0 | 0 | 0 | 0 | 0 | 0 |  | 0 | 0 | 0 | 0 | 0 | 0 | 0 | 0 | 0 |  |  |  | 2014-03-31 | 0 | 0 | 0 | 0 |  | 0 | 0 | 0 |  | 0 | 0 | 0 | 0 | 0 | 0 |  |  |  |  | 0 | 0 | 0 |  |  |  | 2014-03-31 | 0 | 0 | 0 | 0 | 0
[12 empty] | 2014-04-01 | 0 | 0 | 0 | 0 | 0 | 0 | 0 |  | 0 | 0 | 0 | 0 | 0 | 0 | 0 | 0 | 0 |  |  |  | 2014-04-01 | 0 | 0 | 0 | 0 |  | 0 | 0 | 0 |  | 0 | 0 | 0 | 0 | 0 | 0 |  |  |  |  | 0 | 0 | 0 |  |  |  | 2014-04-01 | 0 | 0 | 0 | 0 | 0
[12 empty] | 2014-04-02 | 0 | 0 | 0 | 0 | 0 | 0 | 0 |  | 0 | 0 | 0 | 0 | 0 | 0 | 0 | 0 | 0 |  |  |  | 2014-04-02 | 0 | 0 | 0 | 0 |  | 0 | 0 | 0 |  | 0 | 0 | 0 | 0 | 0 | 0 |  |  |  |  | 0 | 0 | 0 |  |  |  | 2014-04-02 | 0 | 0 | 0 | 0 | 0
[12 empty] | 2014-04-03 | 0 | 0 | 0 | 0 | 0 | 0 | 0 |  | 0 | 0 | 0 | 0 | 0 | 0 | 0 | 0 | 0 |  |  |  | 2014-04-03 | 0 | 0 | 0 | 0 |  | 0 | 0 | 0 |  | 0 | 0 | 0 | 0 | 0 | 0 |  |  |  |  | 0 | 0 | 0 |  |  |  | 2014-04-03 | 0 | 0 | 0 | 0 | 0
[12 empty] | 2014-04-04 | 0 | 0 | 0 | 0 | 0 | 0 | 0 |  | 0 | 0 | 0 | 0 | 0 | 0 | 0 | 0 | 0 |  |  |  | 2014-04-04 | 0 | 0 | 0 | 0 |  | 0 | 0 | 0 |  | 0 | 0 | 0 | 0 | 0 | 0 |  |  |  |  | 0 | 0 | 0 |  |  |  | 2014-04-04 | 0 | 0 | 0 | 0 | 0
[12 empty] | 2014-04-05 | 0 | 0 | 0 | 0 | 0 | 0 | 0 |  | 0 | 0 | 0 | 0 | 0 | 0 | 0 | 0 | 0 |  |  |  | 2014-04-05 | 0 | 0 | 0 | 0 |  | 0 | 0 | 0 |  | 0 | 0 | 0 | 0 | 0 | 0 |  |  |  |  | 0 | 0 | 0 |  |  |  | 2014-04-05 | 0 | 0 | 0 | 0 | 0
[12 empty] | 2014-04-06 | 0 | 0 | 0 | 0 | 0 | 0 | 0 |  | 0 | 0 | 0 | 0 | 0 | 0 | 0 | 0 | 0 |  |  |  | 2014-04-06 | 0 | 0 | 0 | 0 |  | 0 | 0 | 0 |  | 0 | 0 | 0 | 0 | 0 | 0 |  |  |  |  | 0 | 0 | 0 |  |  |  | 2014-04-06 | 0 | 0 | 0 | 0 | 0
[12 empty] | 2014-04-07 | 0 | 0 | 0 | 0 | 0 | 0 | 0 |  | 0 | 0 | 0 | 0 | 0 | 0 | 0 | 0 | 0 |  |  |  | 2014-04-07 | 0 | 0 | 0 | 0 |  | 0 | 0 | 0 |  | 0 | 0 | 0 | 0 | 0 | 0 |  |  |  |  | 0 | 0 | 0 |  |  |  | 2014-04-07 | 0 | 0 | 0 | 0 | 0
[12 empty] | 2014-04-08 | 0 | 0 | 0 | 0 | 0 | 0 | 0 |  | 0 | 0 | 0 | 0 | 0 | 0 | 0 | 0 | 0 |  |  |  | 2014-04-08 | 0 | 0 | 0 | 0 |  | 0 | 0 | 0 |  | 0 | 0 | 0 | 0 | 0 | 0 |  |  |  |  | 0 | 0 | 0 |  |  |  | 2014-04-08 | 0 | 0 | 0 | 0 | 0
[12 empty] | 2014-04-09 | 0 | 0 | 0 | 0 | 0 | 0 | 0 |  | 0 | 0 | 0 | 0 | 0 | 0 | 0 | 0 | 0 |  |  |  | 2014-04-09 | 0 | 0 | 0 | 0 |  | 0 | 0 | 0 |  | 0 | 0 | 0 | 0 | 0 | 0 |  |  |  |  | 0 | 0 | 0 |  |  |  | 2014-04-09 | 0 | 0 | 0 | 0 | 0
[12 empty] | 2014-04-10 | 0 | 0 | 0 | 0 | 0 | 0 | 0 |  | 0 | 0 | 0 | 0 | 0 | 0 | 0 | 0 | 0 |  |  |  | 2014-04-10 | 0 | 0 | 0 | 0 |  | 0 | 0 | 0 |  | 0 | 0 | 0 | 0 | 0 | 0 |  |  |  |  | 0 | 0 | 0 |  |  |  | 2014-04-10 | 0 | 0 | 0 | 0 | 0
[12 empty] | 2014-04-11 | 0 | 0 | 0 | 0 | 0 | 0 | 0 |  | 0 | 0 | 0 | 0 | 0 | 0 | 0 | 0 | 0 |  |  |  | 2014-04-11 | 0 | 0 | 0 | 0 |  | 0 | 0 | 0 |  | 0 | 0 | 0 | 0 | 0 | 0 |  |  |  |  | 0 | 0 | 0 |  |  |  | 2014-04-11 | 0 | 0 | 0 | 0 | 0
[12 empty] | 2014-04-12 | 0 | 0 | 0 | 0 | 0 | 0 | 0 |  | 0 | 0 | 0 | 0 | 0 | 0 | 0 | 0 | 0 |  |  |  | 2014-04-12 | 0 | 0 | 0 | 0 |  | 0 | 0 | 0 |  | 0 | 0 | 0 | 0 | 0 | 0 |  |  |  |  | 0 | 0 | 0 |  |  |  | 2014-04-12 | 0 | 0 | 0 | 0 | 0
[12 empty] | 2014-04-13 | 0 | 0 | 0 | 0 | 0 | 0 | 0 |  | 0 | 0 | 0 | 0 | 0 | 0 | 0 | 0 | 0 |  |  |  | 2014-04-13 | 0 | 0 | 0 | 0 |  | 0 | 0 | 0 |  | 0 | 0 | 0 | 0 | 0 | 0 |  |  |  |  | 0 | 0 | 0 |  |  |  | 2014-04-13 | 0 | 0 | 0 | 0 | 0
[12 empty] | 2014-04-14 | 0 | 0 | 0 | 0 | 0 | 0 | 0 |  | 0 | 0 | 0 | 0 | 0 | 0 | 0 | 0 | 0 |  |  |  | 2014-04-14 | 0 | 0 | 0 | 0 |  | 0 | 0 | 0 |  | 0 | 0 | 0 | 0 | 0 | 0 |  |  |  |  | 0 | 0 | 0 |  |  |  | 2014-04-14 | 0 | 0 | 0 | 0 | 0
[12 empty] | 2014-04-15 | 0 | 0 | 0 | 0 | 0 | 0 | 0 |  | 0 | 0 | 0 | 0 | 0 | 0 | 0 | 0 | 0 |  |  |  | 2014-04-15 | 0 | 0 | 0 | 0 |  | 0 | 0 | 0 |  | 0 | 0 | 0 | 0 | 0 | 0 |  |  |  |  | 0 | 0 | 0 |  |  |  | 2014-04-15 | 0 | 0 | 0 | 0 | 0
[12 empty] | 2014-04-16 | 0 | 0 | 0 | 0 | 0 | 0 | 0 |  | 0 | 0 | 0 | 0 | 0 | 0 | 0 | 0 | 0 |  |  |  | 2014-04-16 | 0 | 0 | 0 | 0 |  | 0 | 0 | 0 |  | 0 | 0 | 0 | 0 | 0 | 0 |  |  |  |  | 0 | 0 | 0 |  |  |  | 2014-04-16 | 0 | 0 | 0 | 0 | 0
[12 empty] | 2014-04-17 | 0 | 0 | 0 | 0 | 0 | 0 | 0 |  | 0 | 0 | 0 | 0 | 0 | 0 | 0 | 0 | 0 |  |  |  | 2014-04-17 | 0 | 0 | 0 | 0 |  | 0 | 0 | 0 |  | 0 | 0 | 0 | 0 | 0 | 0 |  |  |  |  | 0 | 0 | 0 |  |  |  | 2014-04-17 | 0 | 0 | 0 | 0 | 0
[12 empty] | 2014-04-18 | 0 | 0 | 0 | 0 | 0 | 0 | 0 |  | 0 | 0 | 0 | 0 | 0 | 0 | 0 | 0 | 0 |  |  |  | 2014-04-18 | 0 | 0 | 0 | 0 |  | 0 | 0 | 0 |  | 0 | 0 | 0 | 0 | 0 | 0 |  |  |  |  | 0 | 0 | 0 |  |  |  | 2014-04-18 | 0 | 0 | 0 | 0 | 0
[12 empty] | 2014-04-19 | 0 | 0 | 0 | 0 | 0 | 0 | 0 |  | 0 | 0 | 0 | 0 | 0 | 0 | 0 | 0 | 0 |  |  |  | 2014-04-19 | 0 | 0 | 0 | 0 |  | 0 | 0 | 0 |  | 0 | 0 | 0 | 0 | 0 | 0 |  |  |  |  | 0 | 0 | 0 |  |  |  | 2014-04-19 | 0 | 0 | 0 | 0 | 0
[12 empty] | 2014-04-20 | 0 | 0 | 0 | 0 | 0 | 0 | 0 |  | 0 | 0 | 0 | 0 | 0 | 0 | 0 | 0 | 0 |  |  |  | 2014-04-20 | 0 | 0 | 0 | 0 |  | 0 | 0 | 0 |  | 0 | 0 | 0 | 0 | 0 | 0 |  |  |  |  | 0 | 0 | 0 |  |  |  | 2014-04-20 | 0 | 0 | 0 | 0 | 0
[12 empty] | 2014-04-21 | 0 | 0 | 0 | 0 | 0 | 0 | 0 |  | 0 | 0 | 0 | 0 | 0 | 0 | 0 | 0 | 0 |  |  |  | 2014-04-21 | 0 | 0 | 0 | 0 |  | 0 | 0 | 0 |  | 0 | 0 | 0 | 0 | 0 | 0 |  |  |  |  | 0 | 0 | 0 |  |  |  | 2014-04-21 | 0 | 0 | 0 | 0 | 0
[12 empty] | 2014-04-22 | 0 | 0 | 0 | 0 | 0 | 0 | 0 |  | 0 | 0 | 0 | 0 | 0 | 0 | 0 | 0 | 0 |  |  |  | 2014-04-22 | 0 | 0 | 0 | 0 |  | 0 | 0 | 0 |  | 0 | 0 | 0 | 0 | 0 | 0 |  |  |  |  | 0 | 0 | 0 |  |  |  | 2014-04-22 | 0 | 0 | 0 | 0 | 0
[12 empty] | 2014-04-23 | 0 | 0 | 0 | 0 | 0 | 0 | 0 |  | 0 | 0 | 0 | 0 | 0 | 0 | 0 | 0 | 0 |  |  |  | 2014-04-23 | 0 | 0 | 0 | 0 |  | 0 | 0 | 0 |  | 0 | 0 | 0 | 0 | 0 | 0 |  |  |  |  | 0 | 0 | 0 |  |  |  | 2014-04-23 | 0 | 0 | 0 | 0 | 0
[12 empty] | 2014-04-24 | 0 | 0 | 0 | 0 | 0 | 0 | 0 |  | 0 | 0 | 0 | 0 | 0 | 0 | 0 | 0 | 0 |  |  |  | 2014-04-24 | 0 | 0 | 0 | 0 |  | 0 | 0 | 0 |  | 0 | 0 | 0 | 0 | 0 | 0 |  |  |  |  | 0 | 0 | 0 |  |  |  | 2014-04-24 | 0 | 0 | 0 | 0 | 0
[12 empty] | 2014-04-25 | 0 | 0 | 0 | 0 | 0 | 0 | 0 |  | 0 | 0 | 0 | 0 | 0 | 0 | 0 | 0 | 0 |  |  |  | 2014-04-25 | 0 | 0 | 0 | 0 |  | 0 | 0 | 0 |  | 0 | 0 | 0 | 0 | 0 | 0 |  |  |  |  | 0 | 0 | 0 |  |  |  | 2014-04-25 | 0 | 0 | 0 | 0 | 0
[12 empty] | 2014-04-26 | 0 | 0 | 0 | 0 | 0 | 0 | 0 |  | 0 | 0 | 0 | 0 | 0 | 0 | 0 | 0 | 0 |  |  |  | 2014-04-26 | 0 | 0 | 0 | 0 |  | 0 | 0 | 0 |  | 0 | 0 | 0 | 0 | 0 | 0 |  |  |  |  | 0 | 0 | 0 |  |  |  | 2014-04-26 | 0 | 0 | 0 | 0 | 0
[12 empty] | 2014-04-27 | 0 | 0 | 0 | 0 | 0 | 0 | 0 |  | 0 | 0 | 0 | 0 | 0 | 0 | 0 | 0 | 0 |  |  |  | 2014-04-27 | 0 | 0 | 0 | 0 |  | 0 | 0 | 0 |  | 0 | 0 | 0 | 0 | 0 | 0 |  |  |  |  | 0 | 0 | 0 |  |  |  | 2014-04-27 | 0 | 0 | 0 | 0 | 0
[12 empty] | 2014-04-28 | 0 | 0 | 0 | 0 | 0 | 0 | 0 |  | 0 | 0 | 0 | 0 | 0 | 0 | 0 | 0 | 0 |  |  |  | 2014-04-28 | 0 | 0 | 0 | 0 |  | 0 | 0 | 0 |  | 0 | 0 | 0 | 0 | 0 | 0 |  |  |  |  | 0 | 0 | 0 |  |  |  | 2014-04-28 | 0 | 0 | 0 | 0 | 0
[12 empty] | 2014-04-29 | 0 | 0 | 0 | 0 | 0 | 0 | 0 |  | 0 | 0 | 0 | 0 | 0 | 0 | 0 | 0 | 0 |  |  |  | 2014-04-29 | 0 | 0 | 0 | 0 |  | 0 | 0 | 0 |  | 0 | 0 | 0 | 0 | 0 | 0 |  |  |  |  | 0 | 0 | 0 |  |  |  | 2014-04-29 | 0 | 0 | 0 | 0 | 0
[12 empty] | 2014-04-30 | 0 | 0 | 0 | 0 | 0 | 0 | 0 |  | 0 | 0 | 0 | 0 | 0 | 0 | 0 | 0 | 0 |  |  |  | 2014-04-30 | 0 | 0 | 0 | 0 |  | 0 | 0 | 0 |  | 0 | 0 | 0 | 0 | 0 | 0 |  |  |  |  | 0 | 0 | 0 |  |  |  | 2014-04-30 | 0 | 0 | 0 | 0 | 0
[12 empty] | 2014-05-01 | 0 | 0 | 0 | 0 | 0 | 0 | 0 |  | 0 | 0 | 0 | 0 | 0 | 0 | 0 | 0 | 0 |  |  |  | 2014-05-01 | 0 | 0 | 0 | 0 |  | 0 | 0 | 0 |  | 0 | 0 | 0 | 0 | 0 | 0 |  |  |  |  | 0 | 0 | 0 |  |  |  | 2014-05-01 | 0 | 0 | 0 | 0 | 0
[12 empty] | 2014-05-02 | 0 | 0 | 0 | 0 | 0 | 0 | 0 |  | 0 | 0 | 0 | 0 | 0 | 0 | 0 | 0 | 0 |  |  |  | 2014-05-02 | 0 | 0 | 0 | 0 |  | 0 | 0 | 0 |  | 0 | 0 | 0 | 0 | 0 | 0 |  |  |  |  | 0 | 0 | 0 |  |  |  | 2014-05-02 | 0 | 0 | 0 | 0 | 0
[12 empty] | 2014-05-03 | 0 | 0 | 0 | 0 | 0 | 0 | 0 |  | 0 | 0 | 0 | 0 | 0 | 0 | 0 | 0 | 0 |  |  |  | 2014-05-03 | 0 | 0 | 0 | 0 |  | 0 | 0 | 0 |  | 0 | 0 | 0 | 0 | 0 | 0 |  |  |  |  | 0 | 0 | 0 |  |  |  | 2014-05-03 | 0 | 0 | 0 | 0 | 0
[12 empty] | 2014-05-04 | 0 | 0 | 0 | 0 | 0 | 0 | 0 |  | 0 | 0 | 0 | 0 | 0 | 0 | 0 | 0 | 0 |  |  |  | 2014-05-04 | 0 | 0 | 0 | 0 |  | 0 | 0 | 0 |  | 0 | 0 | 0 | 0 | 0 | 0 |  |  |  |  | 0 | 0 | 0 |  |  |  | 2014-05-04 | 0 | 0 | 0 | 0 | 0
[12 empty] | 2014-05-05 | 0 | 0 | 0 | 0 | 0 | 0 | 0 |  | 0 | 0 | 0 | 0 | 0 | 0 | 0 | 0 | 0 |  |  |  | 2014-05-05 | 0 | 0 | 0 | 0 |  | 0 | 0 | 0 |  | 0 | 0 | 0 | 0 | 0 | 0 |  |  |  |  | 0 | 0 | 0 |  |  |  | 2014-05-05 | 0 | 0 | 0 | 0 | 0
[12 empty] | 2014-05-06 | 0 | 0 | 0 | 0 | 0 | 0 | 0 |  | 0 | 0 | 0 | 0 | 0 | 0 | 0 | 0 | 0 |  |  |  | 2014-05-06 | 0 | 0 | 0 | 0 |  | 0 | 0 | 0 |  | 0 | 0 | 0 | 0 | 0 | 0 |  |  |  |  | 0 | 0 | 0 |  |  |  | 2014-05-06 | 0 | 0 | 0 | 0 | 0
[12 empty] | 2014-05-07 | 0 | 0 | 0 | 0 | 0 | 0 | 0 |  | 0 | 0 | 0 | 0 | 0 | 0 | 0 | 0 | 0 |  |  |  | 2014-05-07 | 0 | 0 | 0 | 0 |  | 0 | 0 | 0 |  | 0 | 0 | 0 | 0 | 0 | 0 |  |  |  |  | 0 | 0 | 0 |  |  |  | 2014-05-07 | 0 | 0 | 0 | 0 | 0
[12 empty] | 2014-05-08 | 0 | 0 | 0 | 0 | 0 | 0 | 0 |  | 0 | 0 | 0 | 0 | 0 | 0 | 0 | 0 | 0 |  |  |  | 2014-05-08 | 0 | 0 | 0 | 0 |  | 0 | 0 | 0 |  | 0 | 0 | 0 | 0 | 0 | 0 |  |  |  |  | 0 | 0 | 0 |  |  |  | 2014-05-08 | 0 | 0 | 0 | 0 | 0
[12 empty] | 2014-05-09 | 0 | 0 | 0 | 0 | 0 | 0 | 0 |  | 0 | 0 | 0 | 0 | 0 | 0 | 0 | 0 | 0 |  |  |  | 2014-05-09 | 0 | 0 | 0 | 0 |  | 0 | 0 | 0 |  | 0 | 0 | 0 | 0 | 0 | 0 |  |  |  |  | 0 | 0 | 0 |  |  |  | 2014-05-09 | 0 | 0 | 0 | 0 | 0
[12 empty] | 2014-05-10 | 0 | 0 | 0 | 0 | 0 | 0 | 0 |  | 0 | 0 | 0 | 0 | 0 | 0 | 0 | 0 | 0 |  |  |  | 2014-05-10 | 0 | 0 | 0 | 0 |  | 0 | 0 | 0 |  | 0 | 0 | 0 | 0 | 0 | 0 |  |  |  |  | 0 | 0 | 0 |  |  |  | 2014-05-10 | 0 | 0 | 0 | 0 | 0
[12 empty] | 2014-05-11 | 0 | 0 | 0 | 0 | 0 | 0 | 0 |  | 0 | 0 | 0 | 0 | 0 | 0 | 0 | 0 | 0 |  |  |  | 2014-05-11 | 0 | 0 | 0 | 0 |  | 0 | 0 | 0 |  | 0 | 0 | 0 | 0 | 0 | 0 |  |  |  |  | 0 | 0 | 0 |  |  |  | 2014-05-11 | 0 | 0 | 0 | 0 | 0
[12 empty] | 2014-05-12 | 0 | 0 | 0 | 0 | 0 | 0 | 0 |  | 0 | 0 | 0 | 0 | 0 | 0 | 0 | 0 | 0 |  |  |  | 2014-05-12 | 0 | 0 | 0 | 0 |  | 0 | 0 | 0 |  | 0 | 0 | 0 | 0 | 0 | 0 |  |  |  |  | 0 | 0 | 0 |  |  |  | 2014-05-12 | 0 | 0 | 0 | 0 | 0
[12 empty] | 2014-05-13 | 0 | 0 | 0 | 0 | 0 | 0 | 0 |  | 0 | 0 | 0 | 0 | 0 | 0 | 0 | 0 | 0 |  |  |  | 2014-05-13 | 0 | 0 | 0 | 0 |  | 0 | 0 | 0 |  | 0 | 0 | 0 | 0 | 0 | 0 |  |  |  |  | 0 | 0 | 0 |  |  |  | 2014-05-13 | 0 | 0 | 0 | 0 | 0
[12 empty] | 2014-05-14 | 0 | 0 | 0 | 0 | 0 | 0 | 0 |  | 0 | 0 | 0 | 0 | 0 | 0 | 0 | 0 | 0 |  |  |  | 2014-05-14 | 0 | 0 | 0 | 0 |  | 0 | 0 | 0 |  | 0 | 0 | 0 | 0 | 0 | 0 |  |  |  |  | 0 | 0 | 0 |  |  |  | 2014-05-14 | 0 | 0 | 0 | 0 | 0
[12 empty] | 2014-05-15 | 0 | 0 | 0 | 0 | 0 | 0 | 0 |  | 0 | 0 | 0 | 0 | 0 | 0 | 0 | 0 | 0 |  |  |  | 2014-05-15 | 0 | 0 | 0 | 0 |  | 0 | 0 | 0 |  | 0 | 0 | 0 | 0 | 0 | 0 |  |  |  |  | 0 | 0 | 0 |  |  |  | 2014-05-15 | 0 | 0 | 0 | 0 | 0
[12 empty] | 2014-05-16 | 0 | 0 | 0 | 0 | 0 | 0 | 0 |  | 0 | 0 | 0 | 0 | 0 | 0 | 0 | 0 | 0 |  |  |  | 2014-05-16 | 0 | 0 | 0 | 0 |  | 0 | 0 | 0 |  | 0 | 0 | 0 | 0 | 0 | 0 |  |  |  |  | 0 | 0 | 0 |  |  |  | 2014-05-16 | 0 | 0 | 0 | 0 | 0
[12 empty] | 2014-05-17 | 0 | 0 | 0 | 0 | 0 | 0 | 0 |  | 0 | 0 | 0 | 0 | 0 | 0 | 0 | 0 | 0 |  |  |  | 2014-05-17 | 0 | 0 | 0 | 0 |  | 0 | 0 | 0 |  | 0 | 0 | 0 | 0 | 0 | 0 |  |  |  |  | 0 | 0 | 0 |  |  |  | 2014-05-17 | 0 | 0 | 0 | 0 | 0
[12 empty] | 2014-05-18 | 0 | 0 | 0 | 0 | 0 | 0 | 0 |  | 0 | 0 | 0 | 0 | 0 | 0 | 0 | 0 | 0 |  |  |  | 2014-05-18 | 0 | 0 | 0 | 0 |  | 0 | 0 | 0 |  | 0 | 0 | 0 | 0 | 0 | 0 |  |  |  |  | 0 | 0 | 0 |  |  |  | 2014-05-18 | 0 | 0 | 0 | 0 | 0
[12 empty] | 2014-05-19 | 0 | 0 | 0 | 0 | 0 | 0 | 0 |  | 0 | 0 | 0 | 0 | 0 | 0 | 0 | 0 | 0 |  |  |  | 2014-05-19 | 0 | 0 | 0 | 0 |  | 0 | 0 | 0 |  | 0 | 0 | 0 | 0 | 0 | 0 |  |  |  |  | 0 | 0 | 0 |  |  |  | 2014-05-19 | 0 | 0 | 0 | 0 | 0
[12 empty] | 2014-05-20 | 0 | 0 | 0 | 0 | 0 | 0 | 0 |  | 0 | 0 | 0 | 0 | 0 | 0 | 0 | 0 | 0 |  |  |  | 2014-05-20 | 0 | 0 | 0 | 0 |  | 0 | 0 | 0 |  | 0 | 0 | 0 | 0 | 0 | 0 |  |  |  |  | 0 | 0 | 0 |  |  |  | 2014-05-20 | 0 | 0 | 0 | 0 | 0
[12 empty] | 2014-05-21 | 0 | 0 | 0 | 0 | 0 | 0 | 0 |  | 0 | 0 | 0 | 0 | 0 | 0 | 0 | 0 | 0 |  |  |  | 2014-05-21 | 0 | 0 | 0 | 0 |  | 0 | 0 | 0 |  | 0 | 0 | 0 | 0 | 0 | 0 |  |  |  |  | 0 | 0 | 0 |  |  |  | 2014-05-21 | 0 | 0 | 0 | 0 | 0
[12 empty] | 2014-05-22 | 0 | 0 | 0 | 0 | 0 | 0 | 0 |  | 0 | 0 | 0 | 0 | 0 | 0 | 0 | 0 | 0 |  |  |  | 2014-05-22 | 0 | 0 | 0 | 0 |  | 0 | 0 | 0 |  | 0 | 0 | 0 | 0 | 0 | 0 |  |  |  |  | 0 | 0 | 0 |  |  |  | 2014-05-22 | 0 | 0 | 0 | 0 | 0
[12 empty] | 2014-05-23 | 0 | 0 | 0 | 0 | 0 | 0 | 0 |  | 0 | 0 | 0 | 0 | 0 | 0 | 0 | 0 | 0 |  |  |  | 2014-05-23 | 0 | 0 | 0 | 0 |  | 0 | 0 | 0 |  | 0 | 0 | 0 | 0 | 0 | 0 |  |  |  |  | 0 | 0 | 0 |  |  |  | 2014-05-23 | 0 | 0 | 0 | 0 | 0
[12 empty] | 2014-05-24 | 0 | 0 | 0 | 0 | 0 | 0 | 0 |  | 0 | 0 | 0 | 0 | 0 | 0 | 0 | 0 | 0 |  |  |  | 2014-05-24 | 0 | 0 | 0 | 0 |  | 0 | 0 | 0 |  | 0 | 0 | 0 | 0 | 0 | 0 |  |  |  |  | 0 | 0 | 0 |  |  |  | 2014-05-24 | 0 | 0 | 0 | 0 | 0
[12 empty] | 2014-05-25 | 0 | 0 | 0 | 0 | 0 | 0 | 0 |  | 0 | 0 | 0 | 0 | 0 | 0 | 0 | 0 | 0 |  |  |  | 2014-05-25 | 0 | 0 | 0 | 0 |  | 0 | 0 | 0 |  | 0 | 0 | 0 | 0 | 0 | 0 |  |  |  |  | 0 | 0 | 0 |  |  |  | 2014-05-25 | 0 | 0 | 0 | 0 | 0
[12 empty] | 2014-05-26 | 0 | 0 | 0 | 0 | 0 | 0 | 0 |  | 0 | 0 | 0 | 0 | 0 | 0 | 0 | 0 | 0 |  |  |  | 2014-05-26 | 0 | 0 | 0 | 0 |  | 0 | 0 | 0 |  | 0 | 0 | 0 | 0 | 0 | 0 |  |  |  |  | 0 | 0 | 0 |  |  |  | 2014-05-26 | 0 | 0 | 0 | 0 | 0
[12 empty] | 2014-05-27 | 0 | 0 | 0 | 0 | 0 | 0 | 0 |  | 0 | 0 | 0 | 0 | 0 | 0 | 0 | 0 | 0 |  |  |  | 2014-05-27 | 0 | 0 | 0 | 0 |  | 0 | 0 | 0 |  | 0 | 0 | 0 | 0 | 0 | 0 |  |  |  |  | 0 | 0 | 0 |  |  |  | 2014-05-27 | 0 | 0 | 0 | 0 | 0
[12 empty] | 2014-05-28 | 0 | 0 | 0 | 0 | 0 | 0 | 0 |  | 0 | 0 | 0 | 0 | 0 | 0 | 0 | 0 | 0 |  |  |  | 2014-05-28 | 0 | 0 | 0 | 0 |  | 0 | 0 | 0 |  | 0 | 0 | 0 | 0 | 0 | 0 |  |  |  |  | 0 | 0 | 0 |  |  |  | 2014-05-28 | 0 | 0 | 0 | 0 | 0
[12 empty] | 2014-05-29 | 0 | 0 | 0 | 0 | 0 | 0 | 0 |  | 0 | 0 | 0 | 0 | 0 | 0 | 0 | 0 | 0 |  |  |  | 2014-05-29 | 0 | 0 | 0 | 0 |  | 0 | 0 | 0 |  | 0 | 0 | 0 | 0 | 0 | 0 |  |  |  |  | 0 | 0 | 0 |  |  |  | 2014-05-29 | 0 | 0 | 0 | 0 | 0
[12 empty] | 2014-05-30 | 0 | 0 | 0 | 0 | 0 | 0 | 0 |  | 0 | 0 | 0 | 0 | 0 | 0 | 0 | 0 | 0 |  |  |  | 2014-05-30 | 0 | 0 | 0 | 0 |  | 0 | 0 | 0 |  | 0 | 0 | 0 | 0 | 0 | 0 |  |  |  |  | 0 | 0 | 0 |  |  |  | 2014-05-30 | 0 | 0 | 0 | 0 | 0
[12 empty] | 2014-05-31 | 0 | 0 | 0 | 0 | 0 | 0 | 0 |  | 0 | 0 | 0 | 0 | 0 | 0 | 0 | 0 | 0 |  |  |  | 2014-05-31 | 0 | 0 | 0 | 0 |  | 0 | 0 | 0 |  | 0 | 0 | 0 | 0 | 0 | 0 |  |  |  |  | 0 | 0 | 0 |  |  |  | 2014-05-31 | 0 | 0 | 0 | 0 | 0
[12 empty] | 2014-06-01 | 0 | 0 | 0 | 0 | 0 | 0 | 0 |  | 0 | 0 | 0 | 0 | 0 | 0 | 0 | 0 | 0 |  |  |  | 2014-06-01 | 0 | 0 | 0 | 0 |  | 0 | 0 | 0 |  | 0 | 0 | 0 | 0 | 0 | 0 |  |  |  |  | 0 | 0 | 0 |  |  |  | 2014-06-01 | 0 | 0 | 0 | 0 | 0
[12 empty] | 2014-06-02 | 0 | 0 | 0 | 0 | 0 | 0 | 0 |  | 0 | 0 | 0 | 0 | 0 | 0 | 0 | 0 | 0 |  |  |  | 2014-06-02 | 0 | 0 | 0 | 0 |  | 0 | 0 | 0 |  | 0 | 0 | 0 | 0 | 0 | 0 |  |  |  |  | 0 | 0 | 0 |  |  |  | 2014-06-02 | 0 | 0 | 0 | 0 | 0
[12 empty] | 2014-06-03 | 0 | 0 | 0 | 0 | 0 | 0 | 0 |  | 0 | 0 | 0 | 0 | 0 | 0 | 0 | 0 | 0 |  |  |  | 2014-06-03 | 0 | 0 | 0 | 0 |  | 0 | 0 | 0 |  | 0 | 0 | 0 | 0 | 0 | 0 |  |  |  |  | 0 | 0 | 0 |  |  |  | 2014-06-03 | 0 | 0 | 0 | 0 | 0
[12 empty] | 2014-06-04 | 0 | 0 | 0 | 0 | 0 | 0 | 0 |  | 0 | 0 | 0 | 0 | 0 | 0 | 0 | 0 | 0 |  |  |  | 2014-06-04 | 0 | 0 | 0 | 0 |  | 0 | 0 | 0 |  | 0 | 0 | 0 | 0 | 0 | 0 |  |  |  |  | 0 | 0 | 0 |  |  |  | 2014-06-04 | 0 | 0 | 0 | 0 | 0
[12 empty] | 2014-06-05 | 0 | 0 | 0 | 0 | 0 | 0 | 0 |  | 0 | 0 | 0 | 0 | 0 | 0 | 0 | 0 | 0 |  |  |  | 2014-06-05 | 0 | 0 | 0 | 0 |  | 0 | 0 | 0 |  | 0 | 0 | 0 | 0 | 0 | 0 |  |  |  |  | 0 | 0 | 0 |  |  |  | 2014-06-05 | 0 | 0 | 0 | 0 | 0
[12 empty] | 2014-06-06 | 0 | 0 | 0 | 0 | 0 | 0 | 0 |  | 0 | 0 | 0 | 0 | 0 | 0 | 0 | 0 | 0 |  |  |  | 2014-06-06 | 0 | 0 | 0 | 0 |  | 0 | 0 | 0 |  | 0 | 0 | 0 | 0 | 0 | 0 |  |  |  |  | 0 | 0 | 0 |  |  |  | 2014-06-06 | 0 | 0 | 0 | 0 | 0
[12 empty] | 2014-06-07 | 0 | 0 | 0 | 0 | 0 | 0 | 0 |  | 0 | 0 | 0 | 0 | 0 | 0 | 0 | 0 | 0 |  |  |  | 2014-06-07 | 0 | 0 | 0 | 0 |  | 0 | 0 | 0 |  | 0 | 0 | 0 | 0 | 0 | 0 |  |  |  |  | 0 | 0 | 0 |  |  |  | 2014-06-07 | 0 | 0 | 0 | 0 | 0
[12 empty] | 2014-06-08 | 0 | 0 | 0 | 0 | 0 | 0 | 0 |  | 0 | 0 | 0 | 0 | 0 | 0 | 0 | 0 | 0 |  |  |  | 2014-06-08 | 0 | 0 | 0 | 0 |  | 0 | 0 | 0 |  | 0 | 0 | 0 | 0 | 0 | 0 |  |  |  |  | 0 | 0 | 0 |  |  |  | 2014-06-08 | 0 | 0 | 0 | 0 | 0
[12 empty] | 2014-06-09 | 0 | 0 | 0 | 0 | 0 | 0 | 0 |  | 0 | 0 | 0 | 0 | 0 | 0 | 0 | 0 | 0 |  |  |  | 2014-06-09 | 0 | 0 | 0 | 0 |  | 0 | 0 | 0 |  | 0 | 0 | 0 | 0 | 0 | 0 |  |  |  |  | 0 | 0 | 0 |  |  |  | 2014-06-09 | 0 | 0 | 0 | 0 | 0
[12 empty] | 2014-06-10 | 0 | 0 | 0 | 0 | 0 | 0 | 0 |  | 0 | 0 | 0 | 0 | 0 | 0 | 0 | 0 | 0 |  |  |  | 2014-06-10 | 0 | 0 | 0 | 0 |  | 0 | 0 | 0 |  | 0 | 0 | 0 | 0 | 0 | 0 |  |  |  |  | 0 | 0 | 0 |  |  |  | 2014-06-10 | 0 | 0 | 0 | 0 | 0
[12 empty] | 2014-06-11 | 0 | 0 | 0 | 0 | 0 | 0 | 0 |  | 0 | 0 | 0 | 0 | 0 | 0 | 0 | 0 | 0 |  |  |  | 2014-06-11 | 0 | 0 | 0 | 0 |  | 0 | 0 | 0 |  | 0 | 0 | 0 | 0 | 0 | 0 |  |  |  |  | 0 | 0 | 0 |  |  |  | 2014-06-11 | 0 | 0 | 0 | 0 | 0
[12 empty] | 2014-06-12 | 0 | 0 | 0 | 0 | 0 | 0 | 0 |  | 0 | 0 | 0 | 0 | 0 | 0 | 0 | 0 | 0 |  |  |  | 2014-06-12 | 0 | 0 | 0 | 0 |  | 0 | 0 | 0 |  | 0 | 0 | 0 | 0 | 0 | 0 |  |  |  |  | 0 | 0 | 0 |  |  |  | 2014-06-12 | 0 | 0 | 0 | 0 | 0
[12 empty] | 2014-06-13 | 0 | 0 | 0 | 0 | 0 | 0 | 0 |  | 0 | 0 | 0 | 0 | 0 | 0 | 0 | 0 | 0 |  |  |  | 2014-06-13 | 0 | 0 | 0 | 0 |  | 0 | 0 | 0 |  | 0 | 0 | 0 | 0 | 0 | 0 |  |  |  |  | 0 | 0 | 0 |  |  |  | 2014-06-13 | 0 | 0 | 0 | 0 | 0
[12 empty] | 2014-06-14 | 0 | 0 | 0 | 0 | 0 | 0 | 0 |  | 0 | 0 | 0 | 0 | 0 | 0 | 0 | 0 | 0 |  |  |  | 2014-06-14 | 0 | 0 | 0 | 0 |  | 0 | 0 | 0 |  | 0 | 0 | 0 | 0 | 0 | 0 |  |  |  |  | 0 | 0 | 0 |  |  |  | 2014-06-14 | 0 | 0 | 0 | 0 | 0
[12 empty] | 2014-06-15 | 0 | 0 | 0 | 0 | 0 | 0 | 0 |  | 0 | 0 | 0 | 0 | 0 | 0 | 0 | 0 | 0 |  |  |  | 2014-06-15 | 0 | 0 | 0 | 0 |  | 0 | 0 | 0 |  | 0 | 0 | 0 | 0 | 0 | 0 |  |  |  |  | 0 | 0 | 0 |  |  |  | 2014-06-15 | 0 | 0 | 0 | 0 | 0
[12 empty] | 2014-06-16 | 0 | 0 | 0 | 0 | 0 | 0 | 0 |  | 0 | 0 | 0 | 0 | 0 | 0 | 0 | 0 | 0 |  |  |  | 2014-06-16 | 0 | 0 | 0 | 0 |  | 0 | 0 | 0 |  | 0 | 0 | 0 | 0 | 0 | 0 |  |  |  |  | 0 | 0 | 0 |  |  |  | 2014-06-16 | 0 | 0 | 0 | 0 | 0
[12 empty] | 2014-06-17 | 0 | 0 | 0 | 0 | 0 | 0 | 0 |  | 0 | 0 | 0 | 0 | 0 | 0 | 0 | 0 | 0 |  |  |  | 2014-06-17 | 0 | 0 | 0 | 0 |  | 0 | 0 | 0 |  | 0 | 0 | 0 | 0 | 0 | 0 |  |  |  |  | 0 | 0 | 0 |  |  |  | 2014-06-17 | 0 | 0 | 0 | 0 | 0
[12 empty] | 2014-06-18 | 0 | 0 | 0 | 0 | 0 | 0 | 0 |  | 0 | 0 | 0 | 0 | 0 | 0 | 0 | 0 | 0 |  |  |  | 2014-06-18 | 0 | 0 | 0 | 0 |  | 0 | 0 | 0 |  | 0 | 0 | 0 | 0 | 0 | 0 |  |  |  |  | 0 | 0 | 0 |  |  |  | 2014-06-18 | 0 | 0 | 0 | 0 | 0
[12 empty] | 2014-06-19 | 0 | 0 | 0 | 0 | 0 | 0 | 0 |  | 0 | 0 | 0 | 0 | 0 | 0 | 0 | 0 | 0 |  |  |  | 2014-06-19 | 0 | 0 | 0 | 0 |  | 0 | 0 | 0 |  | 0 | 0 | 0 | 0 | 0 | 0 |  |  |  |  | 0 | 0 | 0 |  |  |  | 2014-06-19 | 0 | 0 | 0 | 0 | 0
[12 empty] | 2014-06-20 | 0 | 0 | 0 | 0 | 0 | 0 | 0 |  | 0 | 0 | 0 | 0 | 0 | 0 | 0 | 0 | 0 |  |  |  | 2014-06-20 | 0 | 0 | 0 | 0 |  | 0 | 0 | 0 |  | 0 | 0 | 0 | 0 | 0 | 0 |  |  |  |  | 0 | 0 | 0 |  |  |  | 2014-06-20 | 0 | 0 | 0 | 0 | 0
[12 empty] | 2014-06-21 | 0 | 0 | 0 | 0 | 0 | 0 | 0 |  | 0 | 0 | 0 | 0 | 0 | 0 | 0 | 0 | 0 |  |  |  | 2014-06-21 | 0 | 0 | 0 | 0 |  | 0 | 0 | 0 |  | 0 | 0 | 0 | 0 | 0 | 0 |  |  |  |  | 0 | 0 | 0 |  |  |  | 2014-06-21 | 0 | 0 | 0 | 0 | 0
[12 empty] | 2014-06-22 | 0 | 0 | 0 | 0 | 0 | 0 | 0 |  | 0 | 0 | 0 | 0 | 0 | 0 | 0 | 0 | 0 |  |  |  | 2014-06-22 | 0 | 0 | 0 | 0 |  | 0 | 0 | 0 |  | 0 | 0 | 0 | 0 | 0 | 0 |  |  |  |  | 0 | 0 | 0 |  |  |  | 2014-06-22 | 0 | 0 | 0 | 0 | 0
[12 empty] | 2014-06-23 | 0 | 0 | 0 | 0 | 0 | 0 | 0 |  | 0 | 0 | 0 | 0 | 0 | 0 | 0 | 0 | 0 |  |  |  | 2014-06-23 | 0 | 0 | 0 | 0 |  | 0 | 0 | 0 |  | 0 | 0 | 0 | 0 | 0 | 0 |  |  |  |  | 0 | 0 | 0 |  |  |  | 2014-06-23 | 0 | 0 | 0 | 0 | 0
[12 empty] | 2014-06-24 | 0 | 0 | 0 | 0 | 0 | 0 | 0 |  | 0 | 0 | 0 | 0 | 0 | 0 | 0 | 0 | 0 |  |  |  | 2014-06-24 | 0 | 0 | 0 | 0 |  | 0 | 0 | 0 |  | 0 | 0 | 0 | 0 | 0 | 0 |  |  |  |  | 0 | 0 | 0 |  |  |  | 2014-06-24 | 0 | 0 | 0 | 0 | 0
[12 empty] | 2014-06-25 | 0 | 0 | 0 | 0 | 0 | 0 | 0 |  | 0 | 0 | 0 | 0 | 0 | 0 | 0 | 0 | 0 |  |  |  | 2014-06-25 | 0 | 0 | 0 | 0 |  | 0 | 0 | 0 |  | 0 | 0 | 0 | 0 | 0 | 0 |  |  |  |  | 0 | 0 | 0 |  |  |  | 2014-06-25 | 0 | 0 | 0 | 0 | 0
[12 empty] | 2014-06-26 | 0 | 0 | 0 | 0 | 0 | 0 | 0 |  | 0 | 0 | 0 | 0 | 0 | 0 | 0 | 0 | 0 |  |  |  | 2014-06-26 | 0 | 0 | 0 | 0 |  | 0 | 0 | 0 |  | 0 | 0 | 0 | 0 | 0 | 0 |  |  |  |  | 0 | 0 | 0 |  |  |  | 2014-06-26 | 0 | 0 | 0 | 0 | 0
[12 empty] | 2014-06-27 | 0 | 0 | 0 | 0 | 0 | 0 | 0 |  | 0 | 0 | 0 | 0 | 0 | 0 | 0 | 0 | 0 |  |  |  | 2014-06-27 | 0 | 0 | 0 | 0 |  | 0 | 0 | 0 |  | 0 | 0 | 0 | 0 | 0 | 0 |  |  |  |  | 0 | 0 | 0 |  |  |  | 2014-06-27 | 0 | 0 | 0 | 0 | 0
[12 empty] | 2014-06-28 | 0 | 0 | 0 | 0 | 0 | 0 | 0 |  | 0 | 0 | 0 | 0 | 0 | 0 | 0 | 0 | 0 |  |  |  | 2014-06-28 | 0 | 0 | 0 | 0 |  | 0 | 0 | 0 |  | 0 | 0 | 0 | 0 | 0 | 0 |  |  |  |  | 0 | 0 | 0 |  |  |  | 2014-06-28 | 0 | 0 | 0 | 0 | 0
[12 empty] | 2014-06-29 | 0 | 0 | 0 | 0 | 0 | 0 | 0 |  | 0 | 0 | 0 | 0 | 0 | 0 | 0 | 0 | 0 |  |  |  | 2014-06-29 | 0 | 0 | 0 | 0 |  | 0 | 0 | 0 |  | 0 | 0 | 0 | 0 | 0 | 0 |  |  |  |  | 0 | 0 | 0 |  |  |  | 2014-06-29 | 0 | 0 | 0 | 0 | 0
[12 empty] | 2014-06-30 | 0 | 0 | 0 | 0 | 0 | 0 | 0 |  | 0 | 0 | 0 | 0 | 0 | 0 | 0 | 0 | 0 |  |  |  | 2014-06-30 | 0 | 0 | 0 | 0 |  | 0 | 0 | 0 |  | 0 | 0 | 0 | 0 | 0 | 0 |  |  |  |  | 0 | 0 | 0 |  |  |  | 2014-06-30 | 0 | 0 | 0 | 0 | 0
[12 empty] | 2014-07-01 | 0 | 0 | 0 | 0 | 0 | 0 | 0 |  | 0 | 0 | 0 | 0 | 0 | 0 | 0 | 0 | 0 |  |  |  | 2014-07-01 | 0 | 0 | 0 | 0 |  | 0 | 0 | 0 |  | 0 | 0 | 0 | 0 | 0 | 0 |  |  |  |  | 0 | 0 | 0 |  |  |  | 2014-07-01 | 0 | 0 | 0 | 0 | 0
[12 empty] | 2014-07-02 | 0 | 0 | 0 | 0 | 0 | 0 | 0 |  | 0 | 0 | 0 | 0 | 0 | 0 | 0 | 0 | 0 |  |  |  | 2014-07-02 | 0 | 0 | 0 | 0 |  | 0 | 0 | 0 |  | 0 | 0 | 0 | 0 | 0 | 0 |  |  |  |  | 0 | 0 | 0 |  |  |  | 2014-07-02 | 0 | 0 | 0 | 0 | 0
[12 empty] | 2014-07-03 | 0 | 0 | 0 | 0 | 0 | 0 | 0 |  | 0 | 0 | 0 | 0 | 0 | 0 | 0 | 0 | 0 |  |  |  | 2014-07-03 | 0 | 0 | 0 | 0 |  | 0 | 0 | 0 |  | 0 | 0 | 0 | 0 | 0 | 0 |  |  |  |  | 0 | 0 | 0 |  |  |  | 2014-07-03 | 0 | 0 | 0 | 0 | 0
[12 empty] | 2014-07-04 | 0 | 0 | 0 | 0 | 0 | 0 | 0 |  | 0 | 0 | 0 | 0 | 0 | 0 | 0 | 0 | 0 |  |  |  | 2014-07-04 | 0 | 0 | 0 | 0 |  | 0 | 0 | 0 |  | 0 | 0 | 0 | 0 | 0 | 0 |  |  |  |  | 0 | 0 | 0 |  |  |  | 2014-07-04 | 0 | 0 | 0 | 0 | 0
[12 empty] | 2014-07-05 | 0 | 0 | 0 | 0 | 0 | 0 | 0 |  | 0 | 0 | 0 | 0 | 0 | 0 | 0 | 0 | 0 |  |  |  | 2014-07-05 | 0 | 0 | 0 | 0 |  | 0 | 0 | 0 |  | 0 | 0 | 0 | 0 | 0 | 0 |  |  |  |  | 0 | 0 | 0 |  |  |  | 2014-07-05 | 0 | 0 | 0 | 0 | 0
[12 empty] | 2014-07-06 | 0 | 0 | 0 | 0 | 0 | 0 | 0 |  | 0 | 0 | 0 | 0 | 0 | 0 | 0 | 0 | 0 |  |  |  | 2014-07-06 | 0 | 0 | 0 | 0 |  | 0 | 0 | 0 |  | 0 | 0 | 0 | 0 | 0 | 0 |  |  |  |  | 0 | 0 | 0 |  |  |  | 2014-07-06 | 0 | 0 | 0 | 0 | 0
[12 empty] | 2014-07-07 | 0 | 0 | 0 | 0 | 0 | 0 | 0 |  | 0 | 0 | 0 | 0 | 0 | 0 | 0 | 0 | 0 |  |  |  | 2014-07-07 | 0 | 0 | 0 | 0 |  | 0 | 0 | 0 |  | 0 | 0 | 0 | 0 | 0 | 0 |  |  |  |  | 0 | 0 | 0 |  |  |  | 2014-07-07 | 0 | 0 | 0 | 0 | 0
[12 empty] | 2014-07-08 | 0 | 0 | 0 | 0 | 0 | 0 | 0 |  | 0 | 0 | 0 | 0 | 0 | 0 | 0 | 0 | 0 |  |  |  | 2014-07-08 | 0 | 0 | 0 | 0 |  | 0 | 0 | 0 |  | 0 | 0 | 0 | 0 | 0 | 0 |  |  |  |  | 0 | 0 | 0 |  |  |  | 2014-07-08 | 0 | 0 | 0 | 0 | 0
[12 empty] | 2014-07-09 | 0 | 0 | 0 | 0 | 0 | 0 | 0 |  | 0 | 0 | 0 | 0 | 0 | 0 | 0 | 0 | 0 |  |  |  | 2014-07-09 | 0 | 0 | 0 | 0 |  | 0 | 0 | 0 |  | 0 | 0 | 0 | 0 | 0 | 0 |  |  |  |  | 0 | 0 | 0 |  |  |  | 2014-07-09 | 0 | 0 | 0 | 0 | 0
[12 empty] | 2014-07-10 | 0 | 0 | 0 | 0 | 0 | 0 | 0 |  | 0 | 0 | 0 | 0 | 0 | 0 | 0 | 0 | 0 |  |  |  | 2014-07-10 | 0 | 0 | 0 | 0 |  | 0 | 0 | 0 |  | 0 | 0 | 0 | 0 | 0 | 0 |  |  |  |  | 0 | 0 | 0 |  |  |  | 2014-07-10 | 0 | 0 | 0 | 0 | 0
[12 empty] | 2014-07-11 | 0 | 0 | 0 | 0 | 0 | 0 | 0 |  | 0 | 0 | 0 | 0 | 0 | 0 | 0 | 0 | 0 |  |  |  | 2014-07-11 | 0 | 0 | 0 | 0 |  | 0 | 0 | 0 |  | 0 | 0 | 0 | 0 | 0 | 0 |  |  |  |  | 0 | 0 | 0 |  |  |  | 2014-07-11 | 0 | 0 | 0 | 0 | 0
[12 empty] | 2014-07-12 | 0 | 0 | 0 | 0 | 0 | 0 | 0 |  | 0 | 0 | 0 | 0 | 0 | 0 | 0 | 0 | 0 |  |  |  | 2014-07-12 | 0 | 0 | 0 | 0 |  | 0 | 0 | 0 |  | 0 | 0 | 0 | 0 | 0 | 0 |  |  |  |  | 0 | 0 | 0 |  |  |  | 2014-07-12 | 0 | 0 | 0 | 0 | 0
[12 empty] | 2014-07-13 | 0 | 0 | 0 | 0 | 0 | 0 | 0 |  | 0 | 0 | 0 | 0 | 0 | 0 | 0 | 0 | 0 |  |  |  | 2014-07-13 | 0 | 0 | 0 | 0 |  | 0 | 0 | 0 |  | 0 | 0 | 0 | 0 | 0 | 0 |  |  |  |  | 0 | 0 | 0 |  |  |  | 2014-07-13 | 0 | 0 | 0 | 0 | 0
[12 empty] | 2014-07-14 | 0 | 0 | 0 | 0 | 0 | 0 | 0 |  | 0 | 0 | 0 | 0 | 0 | 0 | 0 | 0 | 0 |  |  |  | 2014-07-14 | 0 | 0 | 0 | 0 |  | 0 | 0 | 0 |  | 0 | 0 | 0 | 0 | 0 | 0 |  |  |  |  | 0 | 0 | 0 |  |  |  | 2014-07-14 | 0 | 0 | 0 | 0 | 0
[12 empty] | 2014-07-15 | 0 | 0 | 0 | 0 | 0 | 0 | 0 |  | 0 | 0 | 0 | 0 | 0 | 0 | 0 | 0 | 0 |  |  |  | 2014-07-15 | 0 | 0 | 0 | 0 |  | 0 | 0 | 0 |  | 0 | 0 | 0 | 0 | 0 | 0 |  |  |  |  | 0 | 0 | 0 |  |  |  | 2014-07-15 | 0 | 0 | 0 | 0 | 0
[12 empty] | 2014-07-16 | 0 | 0 | 0 | 0 | 0 | 0 | 0 |  | 0 | 0 | 0 | 0 | 0 | 0 | 0 | 0 | 0 |  |  |  | 2014-07-16 | 0 | 0 | 0 | 0 |  | 0 | 0 | 0 |  | 0 | 0 | 0 | 0 | 0 | 0 |  |  |  |  | 0 | 0 | 0 |  |  |  | 2014-07-16 | 0 | 0 | 0 | 0 | 0
[12 empty] | 2014-07-17 | 0 | 0 | 0 | 0 | 0 | 0 | 0 |  | 0 | 0 | 0 | 0 | 0 | 0 | 0 | 0 | 0 |  |  |  | 2014-07-17 | 0 | 0 | 0 | 0 |  | 0 | 0 | 0 |  | 0 | 0 | 0 | 0 | 0 | 0 |  |  |  |  | 0 | 0 | 0 |  |  |  | 2014-07-17 | 0 | 0 | 0 | 0 | 0
[12 empty] | 2014-07-18 | 0 | 0 | 0 | 0 | 0 | 0 | 0 |  | 0 | 0 | 0 | 0 | 0 | 0 | 0 | 0 | 0 |  |  |  | 2014-07-18 | 0 | 0 | 0 | 0 |  | 0 | 0 | 0 |  | 0 | 0 | 0 | 0 | 0 | 0 |  |  |  |  | 0 | 0 | 0 |  |  |  | 2014-07-18 | 0 | 0 | 0 | 0 | 0
[12 empty] | 2014-07-19 | 0 | 0 | 0 | 0 | 0 | 0 | 0 |  | 0 | 0 | 0 | 0 | 0 | 0 | 0 | 0 | 0 |  |  |  | 2014-07-19 | 0 | 0 | 0 | 0 |  | 0 | 0 | 0 |  | 0 | 0 | 0 | 0 | 0 | 0 |  |  |  |  | 0 | 0 | 0 |  |  |  | 2014-07-19 | 0 | 0 | 0 | 0 | 0
[12 empty] | 2014-07-20 | 0 | 0 | 0 | 0 | 0 | 0 | 0 |  | 0 | 0 | 0 | 0 | 0 | 0 | 0 | 0 | 0 |  |  |  | 2014-07-20 | 0 | 0 | 0 | 0 |  | 0 | 0 | 0 |  | 0 | 0 | 0 | 0 | 0 | 0 |  |  |  |  | 0 | 0 | 0 |  |  |  | 2014-07-20 | 0 | 0 | 0 | 0 | 0
[12 empty] | 2014-07-21 | 0 | 0 | 0 | 0 | 0 | 0 | 0 |  | 0 | 0 | 0 | 0 | 0 | 0 | 0 | 0 | 0 |  |  |  | 2014-07-21 | 0 | 0 | 0 | 0 |  | 0 | 0 | 0 |  | 0 | 0 | 0 | 0 | 0 | 0 |  |  |  |  | 0 | 0 | 0 |  |  |  | 2014-07-21 | 0 | 0 | 0 | 0 | 0
[12 empty] | 2014-07-22 | 0 | 0 | 0 | 0 | 0 | 0 | 0 |  | 0 | 0 | 0 | 0 | 0 | 0 | 0 | 0 | 0 |  |  |  | 2014-07-22 | 0 | 0 | 0 | 0 |  | 0 | 0 | 0 |  | 0 | 0 | 0 | 0 | 0 | 0 |  |  |  |  | 0 | 0 | 0 |  |  |  | 2014-07-22 | 0 | 0 | 0 | 0 | 0
[12 empty] | 2014-07-23 | 0 | 0 | 0 | 0 | 0 | 0 | 0 |  | 0 | 0 | 0 | 0 | 0 | 0 | 0 | 0 | 0 |  |  |  | 2014-07-23 | 0 | 0 | 0 | 0 |  | 0 | 0 | 0 |  | 0 | 0 | 0 | 0 | 0 | 0 |  |  |  |  | 0 | 0 | 0 |  |  |  | 2014-07-23 | 0 | 0 | 0 | 0 | 0
[12 empty] | 2014-07-24 | 0 | 0 | 0 | 0 | 0 | 0 | 0 |  | 0 | 0 | 0 | 0 | 0 | 0 | 0 | 0 | 0 |  |  |  | 2014-07-24 | 0 | 0 | 0 | 0 |  | 0 | 0 | 0 |  | 0 | 0 | 0 | 0 | 0 | 0 |  |  |  |  | 0 | 0 | 0 |  |  |  | 2014-07-24 | 0 | 0 | 0 | 0 | 0
[12 empty] | 2014-07-25 | 0 | 0 | 0 | 0 | 0 | 0 | 0 |  | 0 | 0 | 0 | 0 | 0 | 0 | 0 | 0 | 0 |  |  |  | 2014-07-25 | 0 | 0 | 0 | 0 |  | 0 | 0 | 0 |  | 0 | 0 | 0 | 0 | 0 | 0 |  |  |  |  | 0 | 0 | 0 |  |  |  | 2014-07-25 | 0 | 0 | 0 | 0 | 0
[12 empty] | 2014-07-26 | 0 | 0 | 0 | 0 | 0 | 0 | 0 |  | 0 | 0 | 0 | 0 | 0 | 0 | 0 | 0 | 0 |  |  |  | 2014-07-26 | 0 | 0 | 0 | 0 |  | 0 | 0 | 0 |  | 0 | 0 | 0 | 0 | 0 | 0 |  |  |  |  | 0 | 0 | 0 |  |  |  | 2014-07-26 | 0 | 0 | 0 | 0 | 0
[12 empty] | 2014-07-27 | 0 | 0 | 0 | 0 | 0 | 0 | 0 |  | 0 | 0 | 0 | 0 | 0 | 0 | 0 | 0 | 0 |  |  |  | 2014-07-27 | 0 | 0 | 0 | 0 |  | 0 | 0 | 0 |  | 0 | 0 | 0 | 0 | 0 | 0 |  |  |  |  | 0 | 0 | 0 |  |  |  | 2014-07-27 | 0 | 0 | 0 | 0 | 0
[12 empty] | 2014-07-28 | 0 | 0 | 0 | 0 | 0 | 0 | 0 |  | 0 | 0 | 0 | 0 | 0 | 0 | 0 | 0 | 0 |  |  |  | 2014-07-28 | 0 | 0 | 0 | 0 |  | 0 | 0 | 0 |  | 0 | 0 | 0 | 0 | 0 | 0 |  |  |  |  | 0 | 0 | 0 |  |  |  | 2014-07-28 | 0 | 0 | 0 | 0 | 0
[12 empty] | 2014-07-29 | 0 | 0 | 0 | 0 | 0 | 0 | 0 |  | 0 | 0 | 0 | 0 | 0 | 0 | 0 | 0 | 0 |  |  |  | 2014-07-29 | 0 | 0 | 0 | 0 |  | 0 | 0 | 0 |  | 0 | 0 | 0 | 0 | 0 | 0 |  |  |  |  | 0 | 0 | 0 |  |  |  | 2014-07-29 | 0 | 0 | 0 | 0 | 0
[12 empty] | 2014-07-30 | 0 | 0 | 0 | 0 | 0 | 0 | 0 |  | 0 | 0 | 0 | 0 | 0 | 0 | 0 | 0 | 0 |  |  |  | 2014-07-30 | 0 | 0 | 0 | 0 |  | 0 | 0 | 0 |  | 0 | 0 | 0 | 0 | 0 | 0 |  |  |  |  | 0 | 0 | 0 |  |  |  | 2014-07-30 | 0 | 0 | 0 | 0 | 0
[12 empty] | 2014-07-31 | 0 | 0 | 0 | 0 | 0 | 0 | 0 |  | 0 | 0 | 0 | 0 | 0 | 0 | 0 | 0 | 0 |  |  |  | 2014-07-31 | 0 | 0 | 0 | 0 |  | 0 | 0 | 0 |  | 0 | 0 | 0 | 0 | 0 | 0 |  |  |  |  | 0 | 0 | 0 |  |  |  | 2014-07-31 | 0 | 0 | 0 | 0 | 0
[12 empty] | 2014-08-01 | 0 | 0 | 0 | 0 | 0 | 0 | 0 |  | 0 | 0 | 0 | 0 | 0 | 0 | 0 | 0 | 0 |  |  |  | 2014-08-01 | 0 | 0 | 0 | 0 |  | 0 | 0 | 0 |  | 0 | 0 | 0 | 0 | 0 | 0 |  |  |  |  | 0 | 0 | 0 |  |  |  | 2014-08-01 | 0 | 0 | 0 | 0 | 0
[12 empty] | 2014-08-02 | 0 | 0 | 0 | 0 | 0 | 0 | 0 |  | 0 | 0 | 0 | 0 | 0 | 0 | 0 | 0 | 0 |  |  |  | 2014-08-02 | 0 | 0 | 0 | 0 |  | 0 | 0 | 0 |  | 0 | 0 | 0 | 0 | 0 | 0 |  |  |  |  | 0 | 0 | 0 |  |  |  | 2014-08-02 | 0 | 0 | 0 | 0 | 0
[12 empty] | 2014-08-03 | 0 | 0 | 0 | 0 | 0 | 0 | 0 |  | 0 | 0 | 0 | 0 | 0 | 0 | 0 | 0 | 0 |  |  |  | 2014-08-03 | 0 | 0 | 0 | 0 |  | 0 | 0 | 0 |  | 0 | 0 | 0 | 0 | 0 | 0 |  |  |  |  | 0 | 0 | 0 |  |  |  | 2014-08-03 | 0 | 0 | 0 | 0 | 0
[12 empty] | 2014-08-04 | 0 | 0 | 0 | 0 | 0 | 0 | 0 |  | 0 | 0 | 0 | 0 | 0 | 0 | 0 | 0 | 0 |  |  |  | 2014-08-04 | 0 | 0 | 0 | 0 |  | 0 | 0 | 0 |  | 0 | 0 | 0 | 0 | 0 | 0 |  |  |  |  | 0 | 0 | 0 |  |  |  | 2014-08-04 | 0 | 0 | 0 | 0 | 0
[12 empty] | 2014-08-05 | 0 | 0 | 0 | 0 | 0 | 0 | 0 |  | 0 | 0 | 0 | 0 | 0 | 0 | 0 | 0 | 0 |  |  |  | 2014-08-05 | 0 | 0 | 0 | 0 |  | 0 | 0 | 0 |  | 0 | 0 | 0 | 0 | 0 | 0 |  |  |  |  | 0 | 0 | 0 |  |  |  | 2014-08-05 | 0 | 0 | 0 | 0 | 0
[12 empty] | 2014-08-06 | 0 | 0 | 0 | 0 | 0 | 0 | 0 |  | 0 | 0 | 0 | 0 | 0 | 0 | 0 | 0 | 0 |  |  |  | 2014-08-06 | 0 | 0 | 0 | 0 |  | 0 | 0 | 0 |  | 0 | 0 | 0 | 0 | 0 | 0 |  |  |  |  | 0 | 0 | 0 |  |  |  | 2014-08-06 | 0 | 0 | 0 | 0 | 0
[12 empty] | 2014-08-07 | 0 | 0 | 0 | 0 | 0 | 0 | 0 |  | 0 | 0 | 0 | 0 | 0 | 0 | 0 | 0 | 0 |  |  |  | 2014-08-07 | 0 | 0 | 0 | 0 |  | 0 | 0 | 0 |  | 0 | 0 | 0 | 0 | 0 | 0 |  |  |  |  | 0 | 0 | 0 |  |  |  | 2014-08-07 | 0 | 0 | 0 | 0 | 0
[12 empty] | 2014-08-08 | 0 | 0 | 0 | 0 | 0 | 0 | 0 |  | 0 | 0 | 0 | 0 | 0 | 0 | 0 | 0 | 0 |  |  |  | 2014-08-08 | 0 | 0 | 0 | 0 |  | 0 | 0 | 0 |  | 0 | 0 | 0 | 0 | 0 | 0 |  |  |  |  | 0 | 0 | 0 |  |  |  | 2014-08-08 | 0 | 0 | 0 | 0 | 0
[12 empty] | 2014-08-09 | 0 | 0 | 0 | 0 | 0 | 0 | 0 |  | 0 | 0 | 0 | 0 | 0 | 0 | 0 | 0 | 0 |  |  |  | 2014-08-09 | 0 | 0 | 0 | 0 |  | 0 | 0 | 0 |  | 0 | 0 | 0 | 0 | 0 | 0 |  |  |  |  | 0 | 0 | 0 |  |  |  | 2014-08-09 | 0 | 0 | 0 | 0 | 0
[12 empty] | 2014-08-10 | 0 | 0 | 0 | 0 | 0 | 0 | 0 |  | 0 | 0 | 0 | 0 | 0 | 0 | 0 | 0 | 0 |  |  |  | 2014-08-10 | 0 | 0 | 0 | 0 |  | 0 | 0 | 0 |  | 0 | 0 | 0 | 0 | 0 | 0 |  |  |  |  | 0 | 0 | 0 |  |  |  | 2014-08-10 | 0 | 0 | 0 | 0 | 0
[12 empty] | 2014-08-11 | 0 | 0 | 0 | 0 | 0 | 0 | 0 |  | 0 | 0 | 0 | 0 | 0 | 0 | 0 | 0 | 0 |  |  |  | 2014-08-11 | 0 | 0 | 0 | 0 |  | 0 | 0 | 0 |  | 0 | 0 | 0 | 0 | 0 | 0 |  |  |  |  | 0 | 0 | 0 |  |  |  | 2014-08-11 | 0 | 0 | 0 | 0 | 0
[12 empty] | 2014-08-12 | 0 | 0 | 0 | 0 | 0 | 0 | 0 |  | 0 | 0 | 0 | 0 | 0 | 0 | 0 | 0 | 0 |  |  |  | 2014-08-12 | 0 | 0 | 0 | 0 |  | 0 | 0 | 0 |  | 0 | 0 | 0 | 0 | 0 | 0 |  |  |  |  | 0 | 0 | 0 |  |  |  | 2014-08-12 | 0 | 0 | 0 | 0 | 0
[12 empty] | 2014-08-13 | 0 | 0 | 0 | 0 | 0 | 0 | 0 |  | 0 | 0 | 0 | 0 | 0 | 0 | 0 | 0 | 0 |  |  |  | 2014-08-13 | 0 | 0 | 0 | 0 |  | 0 | 0 | 0 |  | 0 | 0 | 0 | 0 | 0 | 0 |  |  |  |  | 0 | 0 | 0 |  |  |  | 2014-08-13 | 0 | 0 | 0 | 0 | 0
[12 empty] | 2014-08-14 | 0 | 0 | 0 | 0 | 0 | 0 | 0 |  | 0 | 0 | 0 | 0 | 0 | 0 | 0 | 0 | 0 |  |  |  | 2014-08-14 | 0 | 0 | 0 | 0 |  | 0 | 0 | 0 |  | 0 | 0 | 0 | 0 | 0 | 0 |  |  |  |  | 0 | 0 | 0 |  |  |  | 2014-08-14 | 0 | 0 | 0 | 0 | 0
[12 empty] | 2014-08-15 | 0 | 0 | 0 | 0 | 0 | 0 | 0 |  | 0 | 0 | 0 | 0 | 0 | 0 | 0 | 0 | 0 |  |  |  | 2014-08-15 | 0 | 0 | 0 | 0 |  | 0 | 0 | 0 |  | 0 | 0 | 0 | 0 | 0 | 0 |  |  |  |  | 0 | 0 | 0 |  |  |  | 2014-08-15 | 0 | 0 | 0 | 0 | 0
[12 empty] | 2014-08-16 | 0 | 0 | 0 | 0 | 0 | 0 | 0 |  | 0 | 0 | 0 | 0 | 0 | 0 | 0 | 0 | 0 |  |  |  | 2014-08-16 | 0 | 0 | 0 | 0 |  | 0 | 0 | 0 |  | 0 | 0 | 0 | 0 | 0 | 0 |  |  |  |  | 0 | 0 | 0 |  |  |  | 2014-08-16 | 0 | 0 | 0 | 0 | 0
[12 empty] | 2014-08-17 | 0 | 0 | 0 | 0 | 0 | 0 | 0 |  | 0 | 0 | 0 | 0 | 0 | 0 | 0 | 0 | 0 |  |  |  | 2014-08-17 | 0 | 0 | 0 | 0 |  | 0 | 0 | 0 |  | 0 | 0 | 0 | 0 | 0 | 0 |  |  |  |  | 0 | 0 | 0 |  |  |  | 2014-08-17 | 0 | 0 | 0 | 0 | 0
[12 empty] | 2014-08-18 | 0 | 0 | 0 | 0 | 0 | 0 | 0 |  | 0 | 0 | 0 | 0 | 0 | 0 | 0 | 0 | 0 |  |  |  | 2014-08-18 | 0 | 0 | 0 | 0 |  | 0 | 0 | 0 |  | 0 | 0 | 0 | 0 | 0 | 0 |  |  |  |  | 0 | 0 | 0 |  |  |  | 2014-08-18 | 0 | 0 | 0 | 0 | 0
[12 empty] | 2014-08-19 | 0 | 0 | 0 | 0 | 0 | 0 | 0 |  | 0 | 0 | 0 | 0 | 0 | 0 | 0 | 0 | 0 |  |  |  | 2014-08-19 | 0 | 0 | 0 | 0 |  | 0 | 0 | 0 |  | 0 | 0 | 0 | 0 | 0 | 0 |  |  |  |  | 0 | 0 | 0 |  |  |  | 2014-08-19 | 0 | 0 | 0 | 0 | 0
[12 empty] | 2014-08-20 | 0 | 0 | 0 | 0 | 0 | 0 | 0 |  | 0 | 0 | 0 | 0 | 0 | 0 | 0 | 0 | 0 |  |  |  | 2014-08-20 | 0 | 0 | 0 | 0 |  | 0 | 0 | 0 |  | 0 | 0 | 0 | 0 | 0 | 0 |  |  |  |  | 0 | 0 | 0 |  |  |  | 2014-08-20 | 0 | 0 | 0 | 0 | 0
[12 empty] | 2014-08-21 | 0 | 0 | 0 | 0 | 0 | 0 | 0 |  | 0 | 0 | 0 | 0 | 0 | 0 | 0 | 0 | 0 |  |  |  | 2014-08-21 | 0 | 0 | 0 | 0 |  | 0 | 0 | 0 |  | 0 | 0 | 0 | 0 | 0 | 0 |  |  |  |  | 0 | 0 | 0 |  |  |  | 2014-08-21 | 0 | 0 | 0 | 0 | 0
[12 empty] | 2014-08-22 | 0 | 0 | 0 | 0 | 0 | 0 | 0 |  | 0 | 0 | 0 | 0 | 0 | 0 | 0 | 0 | 0 |  |  |  | 2014-08-22 | 0 | 0 | 0 | 0 |  | 0 | 0 | 0 |  | 0 | 0 | 0 | 0 | 0 | 0 |  |  |  |  | 0 | 0 | 0 |  |  |  | 2014-08-22 | 0 | 0 | 0 | 0 | 0
[12 empty] | 2014-08-23 | 0 | 0 | 0 | 0 | 0 | 0 | 0 |  | 0 | 0 | 0 | 0 | 0 | 0 | 0 | 0 | 0 |  |  |  | 2014-08-23 | 0 | 0 | 0 | 0 |  | 0 | 0 | 0 |  | 0 | 0 | 0 | 0 | 0 | 0 |  |  |  |  | 0 | 0 | 0 |  |  |  | 2014-08-23 | 0 | 0 | 0 | 0 | 0
[12 empty] | 2014-08-24 | 0 | 0 | 0 | 0 | 0 | 0 | 0 |  | 0 | 0 | 0 | 0 | 0 | 0 | 0 | 0 | 0 |  |  |  | 2014-08-24 | 0 | 0 | 0 | 0 |  | 0 | 0 | 0 |  | 0 | 0 | 0 | 0 | 0 | 0 |  |  |  |  | 0 | 0 | 0 |  |  |  | 2014-08-24 | 0 | 0 | 0 | 0 | 0
[12 empty] | 2014-08-25 | 0 | 0 | 0 | 0 | 0 | 0 | 0 |  | 0 | 0 | 0 | 0 | 0 | 0 | 0 | 0 | 0 |  |  |  | 2014-08-25 | 0 | 0 | 0 | 0 |  | 0 | 0 | 0 |  | 0 | 0 | 0 | 0 | 0 | 0 |  |  |  |  | 0 | 0 | 0 |  |  |  | 2014-08-25 | 0 | 0 | 0 | 0 | 0
[12 empty] | 2014-08-26 | 0 | 0 | 0 | 0 | 0 | 0 | 0 |  | 0 | 0 | 0 | 0 | 0 | 0 | 0 | 0 | 0 |  |  |  | 2014-08-26 | 0 | 0 | 0 | 0 |  | 0 | 0 | 0 |  | 0 | 0 | 0 | 0 | 0 | 0 |  |  |  |  | 0 | 0 | 0 |  |  |  | 2014-08-26 | 0 | 0 | 0 | 0 | 0
[12 empty] | 2014-08-27 | 0 | 0 | 0 | 0 | 0 | 0 | 0 |  | 0 | 0 | 0 | 0 | 0 | 0 | 0 | 0 | 0 |  |  |  | 2014-08-27 | 0 | 0 | 0 | 0 |  | 0 | 0 | 0 |  | 0 | 0 | 0 | 0 | 0 | 0 |  |  |  |  | 0 | 0 | 0 |  |  |  | 2014-08-27 | 0 | 0 | 0 | 0 | 0
[12 empty] | 2014-08-28 | 0 | 0 | 0 | 0 | 0 | 0 | 0 |  | 0 | 0 | 0 | 0 | 0 | 0 | 0 | 0 | 0 |  |  |  | 2014-08-28 | 0 | 0 | 0 | 0 |  | 0 | 0 | 0 |  | 0 | 0 | 0 | 0 | 0 | 0 |  |  |  |  | 0 | 0 | 0 |  |  |  | 2014-08-28 | 0 | 0 | 0 | 0 | 0
[12 empty] | 2014-08-29 | 0 | 0 | 0 | 0 | 0 | 0 | 0 |  | 0 | 0 | 0 | 0 | 0 | 0 | 0 | 0 | 0 |  |  |  | 2014-08-29 | 0 | 0 | 0 | 0 |  | 0 | 0 | 0 |  | 0 | 0 | 0 | 0 | 0 | 0 |  |  |  |  | 0 | 0 | 0 |  |  |  | 2014-08-29 | 0 | 0 | 0 | 0 | 0
[12 empty] | 2014-08-30 | 0 | 0 | 0 | 0 | 0 | 0 | 0 |  | 0 | 0 | 0 | 0 | 0 | 0 | 0 | 0 | 0 |  |  |  | 2014-08-30 | 0 | 0 | 0 | 0 |  | 0 | 0 | 0 |  | 0 | 0 | 0 | 0 | 0 | 0 |  |  |  |  | 0 | 0 | 0 |  |  |  | 2014-08-30 | 0 | 0 | 0 | 0 | 0
[12 empty] | 2014-08-31 | 0 | 0 | 0 | 0 | 0 | 0 | 0 |  | 0 | 0 | 0 | 0 | 0 | 0 | 0 | 0 | 0 |  |  |  | 2014-08-31 | 0 | 0 | 0 | 0 |  | 0 | 0 | 0 |  | 0 | 0 | 0 | 0 | 0 | 0 |  |  |  |  | 0 | 0 | 0 |  |  |  | 2014-08-31 | 0 | 0 | 0 | 0 | 0
[12 empty] | 2014-09-01 | 0 | 0 | 0 | 0 | 0 | 0 | 0 |  | 0 | 0 | 0 | 0 | 0 | 0 | 0 | 0 | 0 |  |  |  | 2014-09-01 | 0 | 0 | 0 | 0 |  | 0 | 0 | 0 |  | 0 | 0 | 0 | 0 | 0 | 0 |  |  |  |  | 0 | 0 | 0 |  |  |  | 2014-09-01 | 0 | 0 | 0 | 0 | 0
[12 empty] | 2014-09-02 | 0 | 0 | 0 | 0 | 0 | 0 | 0 |  | 0 | 0 | 0 | 0 | 0 | 0 | 0 | 0 | 0 |  |  |  | 2014-09-02 | 0 | 0 | 0 | 0 |  | 0 | 0 | 0 |  | 0 | 0 | 0 | 0 | 0 | 0 |  |  |  |  | 0 | 0 | 0 |  |  |  | 2014-09-02 | 0 | 0 | 0 | 0 | 0
[12 empty] | 2014-09-03 | 0 | 0 | 0 | 0 | 0 | 0 | 0 |  | 0 | 0 | 0 | 0 | 0 | 0 | 0 | 0 | 0 |  |  |  | 2014-09-03 | 0 | 0 | 0 | 0 |  | 0 | 0 | 0 |  | 0 | 0 | 0 | 0 | 0 | 0 |  |  |  |  | 0 | 0 | 0 |  |  |  | 2014-09-03 | 0 | 0 | 0 | 0 | 0
[12 empty] | 2014-09-04 | 0 | 0 | 0 | 0 | 0 | 0 | 0 |  | 0 | 0 | 0 | 0 | 0 | 0 | 0 | 0 | 0 |  |  |  | 2014-09-04 | 0 | 0 | 0 | 0 |  | 0 | 0 | 0 |  | 0 | 0 | 0 | 0 | 0 | 0 |  |  |  |  | 0 | 0 | 0 |  |  |  | 2014-09-04 | 0 | 0 | 0 | 0 | 0
[12 empty] | 2014-09-05 | 0 | 0 | 0 | 0 | 0 | 0 | 0 |  | 0 | 0 | 0 | 0 | 0 | 0 | 0 | 0 | 0 |  |  |  | 2014-09-05 | 0 | 0 | 0 | 0 |  | 0 | 0 | 0 |  | 0 | 0 | 0 | 0 | 0 | 0 |  |  |  |  | 0 | 0 | 0 |  |  |  | 2014-09-05 | 0 | 0 | 0 | 0 | 0
[12 empty] | 2014-09-06 | 0 | 0 | 0 | 0 | 0 | 0 | 0 |  | 0 | 0 | 0 | 0 | 0 | 0 | 0 | 0 | 0 |  |  |  | 2014-09-06 | 0 | 0 | 0 | 0 |  | 0 | 0 | 0 |  | 0 | 0 | 0 | 0 | 0 | 0 |  |  |  |  | 0 | 0 | 0 |  |  |  | 2014-09-06 | 0 | 0 | 0 | 0 | 0
[12 empty] | 2014-09-07 | 0 | 0 | 0 | 0 | 0 | 0 | 0 |  | 0 | 0 | 0 | 0 | 0 | 0 | 0 | 0 | 0 |  |  |  | 2014-09-07 | 0 | 0 | 0 | 0 |  | 0 | 0 | 0 |  | 0 | 0 | 0 | 0 | 0 | 0 |  |  |  |  | 0 | 0 | 0 |  |  |  | 2014-09-07 | 0 | 0 | 0 | 0 | 0
[12 empty] | 2014-09-08 | 0 | 0 | 0 | 0 | 0 | 0 | 0 |  | 0 | 0 | 0 | 0 | 0 | 0 | 0 | 0 | 0 |  |  |  | 2014-09-08 | 0 | 0 | 0 | 0 |  | 0 | 0 | 0 |  | 0 | 0 | 0 | 0 | 0 | 0 |  |  |  |  | 0 | 0 | 0 |  |  |  | 2014-09-08 | 0 | 0 | 0 | 0 | 0
[12 empty] | 2014-09-09 | 0 | 0 | 0 | 0 | 0 | 0 | 0 |  | 0 | 0 | 0 | 0 | 0 | 0 | 0 | 0 | 0 |  |  |  | 2014-09-09 | 0 | 0 | 0 | 0 |  | 0 | 0 | 0 |  | 0 | 0 | 0 | 0 | 0 | 0 |  |  |  |  | 0 | 0 | 0 |  |  |  | 2014-09-09 | 0 | 0 | 0 | 0 | 0
[12 empty] | 2014-09-10 | 0 | 0 | 0 | 0 | 0 | 0 | 0 |  | 0 | 0 | 0 | 0 | 0 | 0 | 0 | 0 | 0 |  |  |  | 2014-09-10 | 0 | 0 | 0 | 0 |  | 0 | 0 | 0 |  | 0 | 0 | 0 | 0 | 0 | 0 |  |  |  |  | 0 | 0 | 0 |  |  |  | 2014-09-10 | 0 | 0 | 0 | 0 | 0
[12 empty] | 2014-09-11 | 0 | 0 | 0 | 0 | 0 | 0 | 0 |  | 0 | 0 | 0 | 0 | 0 | 0 | 0 | 0 | 0 |  |  |  | 2014-09-11 | 0 | 0 | 0 | 0 |  | 0 | 0 | 0 |  | 0 | 0 | 0 | 0 | 0 | 0 |  |  |  |  | 0 | 0 | 0 |  |  |  | 2014-09-11 | 0 | 0 | 0 | 0 | 0
[12 empty] | 2014-09-12 | 0 | 0 | 0 | 0 | 0 | 0 | 0 |  | 0 | 0 | 0 | 0 | 0 | 0 | 0 | 0 | 0 |  |  |  | 2014-09-12 | 0 | 0 | 0 | 0 |  | 0 | 0 | 0 |  | 0 | 0 | 0 | 0 | 0 | 0 |  |  |  |  | 0 | 0 | 0 |  |  |  | 2014-09-12 | 0 | 0 | 0 | 0 | 0
[12 empty] | 2014-09-13 | 0 | 0 | 0 | 0 | 0 | 0 | 0 |  | 0 | 0 | 0 | 0 | 0 | 0 | 0 | 0 | 0 |  |  |  | 2014-09-13 | 0 | 0 | 0 | 0 |  | 0 | 0 | 0 |  | 0 | 0 | 0 | 0 | 0 | 0 |  |  |  |  | 0 | 0 | 0 |  |  |  | 2014-09-13 | 0 | 0 | 0 | 0 | 0
[12 empty] | 2014-09-14 | 0 | 0 | 0 | 0 | 0 | 0 | 0 |  | 0 | 0 | 0 | 0 | 0 | 0 | 0 | 0 | 0 |  |  |  | 2014-09-14 | 0 | 0 | 0 | 0 |  | 0 | 0 | 0 |  | 0 | 0 | 0 | 0 | 0 | 0 |  |  |  |  | 0 | 0 | 0 |  |  |  | 2014-09-14 | 0 | 0 | 0 | 0 | 0
[12 empty] | 2014-09-15 | 0 | 0 | 0 | 0 | 0 | 0 | 0 |  | 0 | 0 | 0 | 0 | 0 | 0 | 0 | 0 | 0 |  |  |  | 2014-09-15 | 0 | 0 | 0 | 0 |  | 0 | 0 | 0 |  | 0 | 0 | 0 | 0 | 0 | 0 |  |  |  |  | 0 | 0 | 0 |  |  |  | 2014-09-15 | 0 | 0 | 0 | 0 | 0
[12 empty] | 2014-09-16 | 0 | 0 | 0 | 0 | 0 | 0 | 0 |  | 0 | 0 | 0 | 0 | 0 | 0 | 0 | 0 | 0 |  |  |  | 2014-09-16 | 0 | 0 | 0 | 0 |  | 0 | 0 | 0 |  | 0 | 0 | 0 | 0 | 0 | 0 |  |  |  |  | 0 | 0 | 0 |  |  |  | 2014-09-16 | 0 | 0 | 0 | 0 | 0
[12 empty] | 2014-09-17 | 0 | 0 | 0 | 0 | 0 | 0 | 0 |  | 0 | 0 | 0 | 0 | 0 | 0 | 0 | 0 | 0 |  |  |  | 2014-09-17 | 0 | 0 | 0 | 0 |  | 0 | 0 | 0 |  | 0 | 0 | 0 | 0 | 0 | 0 |  |  |  |  | 0 | 0 | 0 |  |  |  | 2014-09-17 | 0 | 0 | 0 | 0 | 0
[12 empty] | 2014-09-18 | 0 | 0 | 0 | 0 | 0 | 0 | 0 |  | 0 | 0 | 0 | 0 | 0 | 0 | 0 | 0 | 0 |  |  |  | 2014-09-18 | 0 | 0 | 0 | 0 |  | 0 | 0 | 0 |  | 0 | 0 | 0 | 0 | 0 | 0 |  |  |  |  | 0 | 0 | 0 |  |  |  | 2014-09-18 | 0 | 0 | 0 | 0 | 0
[12 empty] | 2014-09-19 | 0 | 0 | 0 | 0 | 0 | 0 | 0 |  | 0 | 0 | 0 | 0 | 0 | 0 | 0 | 0 | 0 |  |  |  | 2014-09-19 | 0 | 0 | 0 | 0 |  | 0 | 0 | 0 |  | 0 | 0 | 0 | 0 | 0 | 0 |  |  |  |  | 0 | 0 | 0 |  |  |  | 2014-09-19 | 0 | 0 | 0 | 0 | 0
[12 empty] | 2014-09-20 | 0 | 0 | 0 | 0 | 0 | 0 | 0 |  | 0 | 0 | 0 | 0 | 0 | 0 | 0 | 0 | 0 |  |  |  | 2014-09-20 | 0 | 0 | 0 | 0 |  | 0 | 0 | 0 |  | 0 | 0 | 0 | 0 | 0 | 0 |  |  |  |  | 0 | 0 | 0 |  |  |  | 2014-09-20 | 0 | 0 | 0 | 0 | 0
[12 empty] | 2014-09-21 | 0 | 0 | 0 | 0 | 0 | 0 | 0 |  | 0 | 0 | 0 | 0 | 0 | 0 | 0 | 0 | 0 |  |  |  | 2014-09-21 | 0 | 0 | 0 | 0 |  | 0 | 0 | 0 |  | 0 | 0 | 0 | 0 | 0 | 0 |  |  |  |  | 0 | 0 | 0 |  |  |  | 2014-09-21 | 0 | 0 | 0 | 0 | 0
[12 empty] | 2014-09-22 | 0 | 0 | 0 | 0 | 0 | 0 | 0 |  | 0 | 0 | 0 | 0 | 0 | 0 | 0 | 0 | 0 |  |  |  | 2014-09-22 | 0 | 0 | 0 | 0 |  | 0 | 0 | 0 |  | 0 | 0 | 0 | 0 | 0 | 0 |  |  |  |  | 0 | 0 | 0 |  |  |  | 2014-09-22 | 0 | 0 | 0 | 0 | 0
[12 empty] | 2014-09-23 | 0 | 0 | 0 | 0 | 0 | 0 | 0 |  | 0 | 0 | 0 | 0 | 0 | 0 | 0 | 0 | 0 |  |  |  | 2014-09-23 | 0 | 0 | 0 | 0 |  | 0 | 0 | 0 |  | 0 | 0 | 0 | 0 | 0 | 0 |  |  |  |  | 0 | 0 | 0 |  |  |  | 2014-09-23 | 0 | 0 | 0 | 0 | 0
[12 empty] | 2014-09-24 | 0 | 0 | 0 | 0 | 0 | 0 | 0 |  | 0 | 0 | 0 | 0 | 0 | 0 | 0 | 0 | 0 |  |  |  | 2014-09-24 | 0 | 0 | 0 | 0 |  | 0 | 0 | 0 |  | 0 | 0 | 0 | 0 | 0 | 0 |  |  |  |  | 0 | 0 | 0 |  |  |  | 2014-09-24 | 0 | 0 | 0 | 0 | 0
[12 empty] | 2014-09-25 | 0 | 0 | 0 | 0 | 0 | 0 | 0 |  | 0 | 0 | 0 | 0 | 0 | 0 | 0 | 0 | 0 |  |  |  | 2014-09-25 | 0 | 0 | 0 | 0 |  | 0 | 0 | 0 |  | 0 | 0 | 0 | 0 | 0 | 0 |  |  |  |  | 0 | 0 | 0 |  |  |  | 2014-09-25 | 0 | 0 | 0 | 0 | 0
[12 empty] | 2014-09-26 | 0 | 0 | 0 | 0 | 0 | 0 | 0 |  | 0 | 0 | 0 | 0 | 0 | 0 | 0 | 0 | 0 |  |  |  | 2014-09-26 | 0 | 0 | 0 | 0 |  | 0 | 0 | 0 |  | 0 | 0 | 0 | 0 | 0 | 0 |  |  |  |  | 0 | 0 | 0 |  |  |  | 2014-09-26 | 0 | 0 | 0 | 0 | 0
[12 empty] | 2014-09-27 | 0 | 0 | 0 | 0 | 0 | 0 | 0 |  | 0 | 0 | 0 | 0 | 0 | 0 | 0 | 0 | 0 |  |  |  | 2014-09-27 | 0 | 0 | 0 | 0 |  | 0 | 0 | 0 |  | 0 | 0 | 0 | 0 | 0 | 0 |  |  |  |  | 0 | 0 | 0 |  |  |  | 2014-09-27 | 0 | 0 | 0 | 0 | 0
[12 empty] | 2014-09-28 | 0 | 0 | 0 | 0 | 0 | 0 | 0 |  | 0 | 0 | 0 | 0 | 0 | 0 | 0 | 0 | 0 |  |  |  | 2014-09-28 | 0 | 0 | 0 | 0 |  | 0 | 0 | 0 |  | 0 | 0 | 0 | 0 | 0 | 0 |  |  |  |  | 0 | 0 | 0 |  |  |  | 2014-09-28 | 0 | 0 | 0 | 0 | 0
[12 empty] | 2014-09-29 | 0 | 0 | 0 | 0 | 0 | 0 | 0 |  | 0 | 0 | 0 | 0 | 0 | 0 | 0 | 0 | 0 |  |  |  | 2014-09-29 | 0 | 0 | 0 | 0 |  | 0 | 0 | 0 |  | 0 | 0 | 0 | 0 | 0 | 0 |  |  |  |  | 0 | 0 | 0 |  |  |  | 2014-09-29 | 0 | 0 | 0 | 0 | 0
[12 empty] | 2014-09-30 | 0 | 0 | 0 | 0 | 0 | 0 | 0 |  | 0 | 0 | 0 | 0 | 0 | 0 | 0 | 0 | 0 |  |  |  | 2014-09-30 | 0 | 0 | 0 | 0 |  | 0 | 0 | 0 |  | 0 | 0 | 0 | 0 | 0 | 0 |  |  |  |  | 0 | 0 | 0 |  |  |  | 2014-09-30 | 0 | 0 | 0 | 0 | 0
[12 empty] | 2014-10-01 | 0 | 0 | 0 | 0 | 0 | 0 | 0 |  | 0 | 0 | 0 | 0 | 0 | 0 | 0 | 0 | 0 |  |  |  | 2014-10-01 | 0 | 0 | 0 | 0 |  | 0 | 0 | 0 |  | 0 | 0 | 0 | 0 | 0 | 0 |  |  |  |  | 0 | 0 | 0 |  |  |  | 2014-10-01 | 0 | 0 | 0 | 0 | 0
[12 empty] | 2014-10-02 | 0 | 0 | 0 | 0 | 0 | 0 | 0 |  | 0 | 0 | 0 | 0 | 0 | 0 | 0 | 0 | 0 |  |  |  | 2014-10-02 | 0 | 0 | 0 | 0 |  | 0 | 0 | 0 |  | 0 | 0 | 0 | 0 | 0 | 0 |  |  |  |  | 0 | 0 | 0 |  |  |  | 2014-10-02 | 0 | 0 | 0 | 0 | 0
[12 empty] | 2014-10-03 | 0 | 0 | 0 | 0 | 0 | 0 | 0 |  | 0 | 0 | 0 | 0 | 0 | 0 | 0 | 0 | 0 |  |  |  | 2014-10-03 | 0 | 0 | 0 | 0 |  | 0 | 0 | 0 |  | 0 | 0 | 0 | 0 | 0 | 0 |  |  |  |  | 0 | 0 | 0 |  |  |  | 2014-10-03 | 0 | 0 | 0 | 0 | 0
[12 empty] | 2014-10-04 | 0 | 0 | 0 | 0 | 0 | 0 | 0 |  | 0 | 0 | 0 | 0 | 0 | 0 | 0 | 0 | 0 |  |  |  | 2014-10-04 | 0 | 0 | 0 | 0 |  | 0 | 0 | 0 |  | 0 | 0 | 0 | 0 | 0 | 0 |  |  |  |  | 0 | 0 | 0 |  |  |  | 2014-10-04 | 0 | 0 | 0 | 0 | 0
[12 empty] | 2014-10-05 | 0 | 0 | 0 | 0 | 0 | 0 | 0 |  | 0 | 0 | 0 | 0 | 0 | 0 | 0 | 0 | 0 |  |  |  | 2014-10-05 | 0 | 0 | 0 | 0 |  | 0 | 0 | 0 |  | 0 | 0 | 0 | 0 | 0 | 0 |  |  |  |  | 0 | 0 | 0 |  |  |  | 2014-10-05 | 0 | 0 | 0 | 0 | 0
[12 empty] | 2014-10-06 | 0 | 0 | 0 | 0 | 0 | 0 | 0 |  | 0 | 0 | 0 | 0 | 0 | 0 | 0 | 0 | 0 |  |  |  | 2014-10-06 | 0 | 0 | 0 | 0 |  | 0 | 0 | 0 |  | 0 | 0 | 0 | 0 | 0 | 0 |  |  |  |  | 0 | 0 | 0 |  |  |  | 2014-10-06 | 0 | 0 | 0 | 0 | 0
[12 empty] | 2014-10-07 | 0 | 0 | 0 | 0 | 0 | 0 | 0 |  | 0 | 0 | 0 | 0 | 0 | 0 | 0 | 0 | 0 |  |  |  | 2014-10-07 | 0 | 0 | 0 | 0 |  | 0 | 0 | 0 |  | 0 | 0 | 0 | 0 | 0 | 0 |  |  |  |  | 0 | 0 | 0 |  |  |  | 2014-10-07 | 0 | 0 | 0 | 0 | 0
[12 empty] | 2014-10-08 | 0 | 0 | 0 | 0 | 0 | 0 | 0 |  | 0 | 0 | 0 | 0 | 0 | 0 | 0 | 0 | 0 |  |  |  | 2014-10-08 | 0 | 0 | 0 | 0 |  | 0 | 0 | 0 |  | 0 | 0 | 0 | 0 | 0 | 0 |  |  |  |  | 0 | 0 | 0 |  |  |  | 2014-10-08 | 0 | 0 | 0 | 0 | 0
[12 empty] | 2014-10-09 | 0 | 0 | 0 | 0 | 0 | 0 | 0 |  | 0 | 0 | 0 | 0 | 0 | 0 | 0 | 0 | 0 |  |  |  | 2014-10-09 | 0 | 0 | 0 | 0 |  | 0 | 0 | 0 |  | 0 | 0 | 0 | 0 | 0 | 0 |  |  |  |  | 0 | 0 | 0 |  |  |  | 2014-10-09 | 0 | 0 | 0 | 0 | 0
[12 empty] | 2014-10-10 | 0 | 0 | 0 | 0 | 0 | 0 | 0 |  | 0 | 0 | 0 | 0 | 0 | 0 | 0 | 0 | 0 |  |  |  | 2014-10-10 | 0 | 0 | 0 | 0 |  | 0 | 0 | 0 |  | 0 | 0 | 0 | 0 | 0 | 0 |  |  |  |  | 0 | 0 | 0 |  |  |  | 2014-10-10 | 0 | 0 | 0 | 0 | 0
[12 empty] | 2014-10-11 | 0 | 0 | 0 | 0 | 0 | 0 | 0 |  | 0 | 0 | 0 | 0 | 0 | 0 | 0 | 0 | 0 |  |  |  | 2014-10-11 | 0 | 0 | 0 | 0 |  | 0 | 0 | 0 |  | 0 | 0 | 0 | 0 | 0 | 0 |  |  |  |  | 0 | 0 | 0 |  |  |  | 2014-10-11 | 0 | 0 | 0 | 0 | 0
[12 empty] | 2014-10-12 | 0 | 0 | 0 | 0 | 0 | 0 | 0 |  | 0 | 0 | 0 | 0 | 0 | 0 | 0 | 0 | 0 |  |  |  | 2014-10-12 | 0 | 0 | 0 | 0 |  | 0 | 0 | 0 |  | 0 | 0 | 0 | 0 | 0 | 0 |  |  |  |  | 0 | 0 | 0 |  |  |  | 2014-10-12 | 0 | 0 | 0 | 0 | 0
[12 empty] | 2014-10-13 | 0 | 0 | 0 | 0 | 0 | 0 | 0 |  | 0 | 0 | 0 | 0 | 0 | 0 | 0 | 0 | 0 |  |  |  | 2014-10-13 | 0 | 0 | 0 | 0 |  | 0 | 0 | 0 |  | 0 | 0 | 0 | 0 | 0 | 0 |  |  |  |  | 0 | 0 | 0 |  |  |  | 2014-10-13 | 0 | 0 | 0 | 0 | 0
[12 empty] | 2014-10-14 | 0 | 0 | 0 | 0 | 0 | 0 | 0 |  | 0 | 0 | 0 | 0 | 0 | 0 | 0 | 0 | 0 |  |  |  | 2014-10-14 | 0 | 0 | 0 | 0 |  | 0 | 0 | 0 |  | 0 | 0 | 0 | 0 | 0 | 0 |  |  |  |  | 0 | 0 | 0 |  |  |  | 2014-10-14 | 0 | 0 | 0 | 0 | 0
[12 empty] | 2014-10-15 | 0 | 0 | 0 | 0 | 0 | 0 | 0 |  | 0 | 0 | 0 | 0 | 0 | 0 | 0 | 0 | 0 |  |  |  | 2014-10-15 | 0 | 0 | 0 | 0 |  | 0 | 0 | 0 |  | 0 | 0 | 0 | 0 | 0 | 0 |  |  |  |  | 0 | 0 | 0 |  |  |  | 2014-10-15 | 0 | 0 | 0 | 0 | 0
[12 empty] | 2014-10-16 | 0 | 0 | 0 | 0 | 0 | 0 | 0 |  | 0 | 0 | 0 | 0 | 0 | 0 | 0 | 0 | 0 |  |  |  | 2014-10-16 | 0 | 0 | 0 | 0 |  | 0 | 0 | 0 |  | 0 | 0 | 0 | 0 | 0 | 0 |  |  |  |  | 0 | 0 | 0 |  |  |  | 2014-10-16 | 0 | 0 | 0 | 0 | 0
[12 empty] | 2014-10-17 | 0 | 0 | 0 | 0 | 0 | 0 | 0 |  | 0 | 0 | 0 | 0 | 0 | 0 | 0 | 0 | 0 |  |  |  | 2014-10-17 | 0 | 0 | 0 | 0 |  | 0 | 0 | 0 |  | 0 | 0 | 0 | 0 | 0 | 0 |  |  |  |  | 0 | 0 | 0 |  |  |  | 2014-10-17 | 0 | 0 | 0 | 0 | 0
[12 empty] | 2014-10-18 | 0 | 0 | 0 | 0 | 0 | 0 | 0 |  | 0 | 0 | 0 | 0 | 0 | 0 | 0 | 0 | 0 |  |  |  | 2014-10-18 | 0 | 0 | 0 | 0 |  | 0 | 0 | 0 |  | 0 | 0 | 0 | 0 | 0 | 0 |  |  |  |  | 0 | 0 | 0 |  |  |  | 2014-10-18 | 0 | 0 | 0 | 0 | 0
[12 empty] | 2014-10-19 | 0 | 0 | 0 | 0 | 0 | 0 | 0 |  | 0 | 0 | 0 | 0 | 0 | 0 | 0 | 0 | 0 |  |  |  | 2014-10-19 | 0 | 0 | 0 | 0 |  | 0 | 0 | 0 |  | 0 | 0 | 0 | 0 | 0 | 0 |  |  |  |  | 0 | 0 | 0 |  |  |  | 2014-10-19 | 0 | 0 | 0 | 0 | 0
[12 empty] | 2014-10-20 | 0 | 0 | 0 | 0 | 0 | 0 | 0 |  | 0 | 0 | 0 | 0 | 0 | 0 | 0 | 0 | 0 |  |  |  | 2014-10-20 | 0 | 0 | 0 | 0 |  | 0 | 0 | 0 |  | 0 | 0 | 0 | 0 | 0 | 0 |  |  |  |  | 0 | 0 | 0 |  |  |  | 2014-10-20 | 0 | 0 | 0 | 0 | 0
[12 empty] | 2014-10-21 | 0 | 0 | 0 | 0 | 0 | 0 | 0 |  | 0 | 0 | 0 | 0 | 0 | 0 | 0 | 0 | 0 |  |  |  | 2014-10-21 | 0 | 0 | 0 | 0 |  | 0 | 0 | 0 |  | 0 | 0 | 0 | 0 | 0 | 0 |  |  |  |  | 0 | 0 | 0 |  |  |  | 2014-10-21 | 0 | 0 | 0 | 0 | 0
[12 empty] | 2014-10-22 | 0 | 0 | 0 | 0 | 0 | 0 | 0 |  | 0 | 0 | 0 | 0 | 0 | 0 | 0 | 0 | 0 |  |  |  | 2014-10-22 | 0 | 0 | 0 | 0 |  | 0 | 0 | 0 |  | 0 | 0 | 0 | 0 | 0 | 0 |  |  |  |  | 0 | 0 | 0 |  |  |  | 2014-10-22 | 0 | 0 | 0 | 0 | 0
[12 empty] | 2014-10-23 | 0 | 0 | 0 | 0 | 0 | 0 | 0 |  | 0 | 0 | 0 | 0 | 0 | 0 | 0 | 0 | 0 |  |  |  | 2014-10-23 | 0 | 0 | 0 | 0 |  | 0 | 0 | 0 |  | 0 | 0 | 0 | 0 | 0 | 0 |  |  |  |  | 0 | 0 | 0 |  |  |  | 2014-10-23 | 0 | 0 | 0 | 0 | 0
[12 empty] | 2014-10-24 | 0 | 0 | 0 | 0 | 0 | 0 | 0 |  | 0 | 0 | 0 | 0 | 0 | 0 | 0 | 0 | 0 |  |  |  | 2014-10-24 | 0 | 0 | 0 | 0 |  | 0 | 0 | 0 |  | 0 | 0 | 0 | 0 | 0 | 0 |  |  |  |  | 0 | 0 | 0 |  |  |  | 2014-10-24 | 0 | 0 | 0 | 0 | 0
[12 empty] | 2014-10-25 | 0 | 0 | 0 | 0 | 0 | 0 | 0 |  | 0 | 0 | 0 | 0 | 0 | 0 | 0 | 0 | 0 |  |  |  | 2014-10-25 | 0 | 0 | 0 | 0 |  | 0 | 0 | 0 |  | 0 | 0 | 0 | 0 | 0 | 0 |  |  |  |  | 0 | 0 | 0 |  |  |  | 2014-10-25 | 0 | 0 | 0 | 0 | 0
[12 empty] | 2014-10-26 | 0 | 0 | 0 | 0 | 0 | 0 | 0 |  | 0 | 0 | 0 | 0 | 0 | 0 | 0 | 0 | 0 |  |  |  | 2014-10-26 | 0 | 0 | 0 | 0 |  | 0 | 0 | 0 |  | 0 | 0 | 0 | 0 | 0 | 0 |  |  |  |  | 0 | 0 | 0 |  |  |  | 2014-10-26 | 0 | 0 | 0 | 0 | 0
[12 empty] | 2014-10-27 | 0 | 0 | 0 | 0 | 0 | 0 | 0 |  | 0 | 0 | 0 | 0 | 0 | 0 | 0 | 0 | 0 |  |  |  | 2014-10-27 | 0 | 0 | 0 | 0 |  | 0 | 0 | 0 |  | 0 | 0 | 0 | 0 | 0 | 0 |  |  |  |  | 0 | 0 | 0 |  |  |  | 2014-10-27 | 0 | 0 | 0 | 0 | 0
[12 empty] | 2014-10-28 | 0 | 0 | 0 | 0 | 0 | 0 | 0 |  | 0 | 0 | 0 | 0 | 0 | 0 | 0 | 0 | 0 |  |  |  | 2014-10-28 | 0 | 0 | 0 | 0 |  | 0 | 0 | 0 |  | 0 | 0 | 0 | 0 | 0 | 0 |  |  |  |  | 0 | 0 | 0 |  |  |  | 2014-10-28 | 0 | 0 | 0 | 0 | 0
[12 empty] | 2014-10-29 | 0 | 0 | 0 | 0 | 0 | 0 | 0 |  | 0 | 0 | 0 | 0 | 0 | 0 | 0 | 0 | 0 |  |  |  | 2014-10-29 | 0 | 0 | 0 | 0 |  | 0 | 0 | 0 |  | 0 | 0 | 0 | 0 | 0 | 0 |  |  |  |  | 0 | 0 | 0 |  |  |  | 2014-10-29 | 0 | 0 | 0 | 0 | 0
[12 empty] | 2014-10-30 | 0 | 0 | 0 | 0 | 0 | 0 | 0 |  | 0 | 0 | 0 | 0 | 0 | 0 | 0 | 0 | 0 |  |  |  | 2014-10-30 | 0 | 0 | 0 | 0 |  | 0 | 0 | 0 |  | 0 | 0 | 0 | 0 | 0 | 0 |  |  |  |  | 0 | 0 | 0 |  |  |  | 2014-10-30 | 0 | 0 | 0 | 0 | 0
[12 empty] | 2014-10-31 | 0 | 0 | 0 | 0 | 0 | 0 | 0 |  | 0 | 0 | 0 | 0 | 0 | 0 | 0 | 0 | 0 |  |  |  | 2014-10-31 | 0 | 0 | 0 | 0 |  | 0 | 0 | 0 |  | 0 | 0 | 0 | 0 | 0 | 0 |  |  |  |  | 0 | 0 | 0 |  |  |  | 2014-10-31 | 0 | 0 | 0 | 0 | 0
[12 empty] | 2014-11-01 | 0 | 0 | 0 | 0 | 0 | 0 | 0 |  | 0 | 0 | 0 | 0 | 0 | 0 | 0 | 0 | 0 |  |  |  | 2014-11-01 | 0 | 0 | 0 | 0 |  | 0 | 0 | 0 |  | 0 | 0 | 0 | 0 | 0 | 0 |  |  |  |  | 0 | 0 | 0 |  |  |  | 2014-11-01 | 0 | 0 | 0 | 0 | 0
[12 empty] | 2014-11-02 | 0 | 0 | 0 | 0 | 0 | 0 | 0 |  | 0 | 0 | 0 | 0 | 0 | 0 | 0 | 0 | 0 |  |  |  | 2014-11-02 | 0 | 0 | 0 | 0 |  | 0 | 0 | 0 |  | 0 | 0 | 0 | 0 | 0 | 0 |  |  |  |  | 0 | 0 | 0 |  |  |  | 2014-11-02 | 0 | 0 | 0 | 0 | 0
[12 empty] | 2014-11-03 | 0 | 0 | 0 | 0 | 0 | 0 | 0 |  | 0 | 0 | 0 | 0 | 0 | 0 | 0 | 0 | 0 |  |  |  | 2014-11-03 | 0 | 0 | 0 | 0 |  | 0 | 0 | 0 |  | 0 | 0 | 0 | 0 | 0 | 0 |  |  |  |  | 0 | 0 | 0 |  |  |  | 2014-11-03 | 0 | 0 | 0 | 0 | 0
[12 empty] | 2014-11-04 | 0 | 0 | 0 | 0 | 0 | 0 | 0 |  | 0 | 0 | 0 | 0 | 0 | 0 | 0 | 0 | 0 |  |  |  | 2014-11-04 | 0 | 0 | 0 | 0 |  | 0 | 0 | 0 |  | 0 | 0 | 0 | 0 | 0 | 0 |  |  |  |  | 0 | 0 | 0 |  |  |  | 2014-11-04 | 0 | 0 | 0 | 0 | 0
[12 empty] | 2014-11-05 | 0 | 0 | 0 | 0 | 0 | 0 | 0 |  | 0 | 0 | 0 | 0 | 0 | 0 | 0 | 0 | 0 |  |  |  | 2014-11-05 | 0 | 0 | 0 | 0 |  | 0 | 0 | 0 |  | 0 | 0 | 0 | 0 | 0 | 0 |  |  |  |  | 0 | 0 | 0 |  |  |  | 2014-11-05 | 0 | 0 | 0 | 0 | 0
[12 empty] | 2014-11-06 | 0 | 0 | 0 | 0 | 0 | 0 | 0 |  | 0 | 0 | 0 | 0 | 0 | 0 | 0 | 0 | 0 |  |  |  | 2014-11-06 | 0 | 0 | 0 | 0 |  | 0 | 0 | 0 |  | 0 | 0 | 0 | 0 | 0 | 0 |  |  |  |  | 0 | 0 | 0 |  |  |  | 2014-11-06 | 0 | 0 | 0 | 0 | 0
[12 empty] | 2014-11-07 | 0 | 0 | 0 | 0 | 0 | 0 | 0 |  | 0 | 0 | 0 | 0 | 0 | 0 | 0 | 0 | 0 |  |  |  | 2014-11-07 | 0 | 0 | 0 | 0 |  | 0 | 0 | 0 |  | 0 | 0 | 0 | 0 | 0 | 0 |  |  |  |  | 0 | 0 | 0 |  |  |  | 2014-11-07 | 0 | 0 | 0 | 0 | 0
[12 empty] | 2014-11-08 | 0 | 0 | 0 | 0 | 0 | 0 | 0 |  | 0 | 0 | 0 | 0 | 0 | 0 | 0 | 0 | 0 |  |  |  | 2014-11-08 | 0 | 0 | 0 | 0 |  | 0 | 0 | 0 |  | 0 | 0 | 0 | 0 | 0 | 0 |  |  |  |  | 0 | 0 | 0 |  |  |  | 2014-11-08 | 0 | 0 | 0 | 0 | 0
[12 empty] | 2014-11-09 | 0 | 0 | 0 | 0 | 0 | 0 | 0 |  | 0 | 0 | 0 | 0 | 0 | 0 | 0 | 0 | 0 |  |  |  | 2014-11-09 | 0 | 0 | 0 | 0 |  | 0 | 0 | 0 |  | 0 | 0 | 0 | 0 | 0 | 0 |  |  |  |  | 0 | 0 | 0 |  |  |  | 2014-11-09 | 0 | 0 | 0 | 0 | 0
[12 empty] | 2014-11-10 | 0 | 0 | 0 | 0 | 0 | 0 | 0 |  | 0 | 0 | 0 | 0 | 0 | 0 | 0 | 0 | 0 |  |  |  | 2014-11-10 | 0 | 0 | 0 | 0 |  | 0 | 0 | 0 |  | 0 | 0 | 0 | 0 | 0 | 0 |  |  |  |  | 0 | 0 | 0 |  |  |  | 2014-11-10 | 0 | 0 | 0 | 0 | 0
[12 empty] | 2014-11-11 | 0 | 0 | 0 | 0 | 0 | 0 | 0 |  | 0 | 0 | 0 | 0 | 0 | 0 | 0 | 0 | 0 |  |  |  | 2014-11-11 | 0 | 0 | 0 | 0 |  | 0 | 0 | 0 |  | 0 | 0 | 0 | 0 | 0 | 0 |  |  |  |  | 0 | 0 | 0 |  |  |  | 2014-11-11 | 0 | 0 | 0 | 0 | 0
[12 empty] | 2014-11-12 | 0 | 0 | 0 | 0 | 0 | 0 | 0 |  | 0 | 0 | 0 | 0 | 0 | 0 | 0 | 0 | 0 |  |  |  | 2014-11-12 | 0 | 0 | 0 | 0 |  | 0 | 0 | 0 |  | 0 | 0 | 0 | 0 | 0 | 0 |  |  |  |  | 0 | 0 | 0 |  |  |  | 2014-11-12 | 0 | 0 | 0 | 0 | 0
[12 empty] | 2014-11-13 | 0 | 0 | 0 | 0 | 0 | 0 | 0 |  | 0 | 0 | 0 | 0 | 0 | 0 | 0 | 0 | 0 |  |  |  | 2014-11-13 | 0 | 0 | 0 | 0 |  | 0 | 0 | 0 |  | 0 | 0 | 0 | 0 | 0 | 0 |  |  |  |  | 0 | 0 | 0 |  |  |  | 2014-11-13 | 0 | 0 | 0 | 0 | 0
[12 empty] | 2014-11-14 | 0 | 0 | 0 | 0 | 0 | 0 | 0 |  | 0 | 0 | 0 | 0 | 0 | 0 | 0 | 0 | 0 |  |  |  | 2014-11-14 | 0 | 0 | 0 | 0 |  | 0 | 0 | 0 |  | 0 | 0 | 0 | 0 | 0 | 0 |  |  |  |  | 0 | 0 | 0 |  |  |  | 2014-11-14 | 0 | 0 | 0 | 0 | 0
[12 empty] | 2014-11-15 | 0 | 0 | 0 | 0 | 0 | 0 | 0 |  | 0 | 0 | 0 | 0 | 0 | 0 | 0 | 0 | 0 |  |  |  | 2014-11-15 | 0 | 0 | 0 | 0 |  | 0 | 0 | 0 |  | 0 | 0 | 0 | 0 | 0 | 0 |  |  |  |  | 0 | 0 | 0 |  |  |  | 2014-11-15 | 0 | 0 | 0 | 0 | 0
[12 empty] | 2014-11-16 | 0 | 0 | 0 | 0 | 0 | 0 | 0 |  | 0 | 0 | 0 | 0 | 0 | 0 | 0 | 0 | 0 |  |  |  | 2014-11-16 | 0 | 0 | 0 | 0 |  | 0 | 0 | 0 |  | 0 | 0 | 0 | 0 | 0 | 0 |  |  |  |  | 0 | 0 | 0 |  |  |  | 2014-11-16 | 0 | 0 | 0 | 0 | 0
[12 empty] | 2014-11-17 | 0 | 0 | 0 | 0 | 0 | 0 | 0 |  | 0 | 0 | 0 | 0 | 0 | 0 | 0 | 0 | 0 |  |  |  | 2014-11-17 | 0 | 0 | 0 | 0 |  | 0 | 0 | 0 |  | 0 | 0 | 0 | 0 | 0 | 0 |  |  |  |  | 0 | 0 | 0 |  |  |  | 2014-11-17 | 0 | 0 | 0 | 0 | 0
[12 empty] | 2014-11-18 | 0 | 0 | 0 | 0 | 0 | 0 | 0 |  | 0 | 0 | 0 | 0 | 0 | 0 | 0 | 0 | 0 |  |  |  | 2014-11-18 | 0 | 0 | 0 | 0 |  | 0 | 0 | 0 |  | 0 | 0 | 0 | 0 | 0 | 0 |  |  |  |  | 0 | 0 | 0 |  |  |  | 2014-11-18 | 0 | 0 | 0 | 0 | 0
[12 empty] | 2014-11-19 | 0 | 0 | 0 | 0 | 0 | 0 | 0 |  | 0 | 0 | 0 | 0 | 0 | 0 | 0 | 0 | 0 |  |  |  | 2014-11-19 | 0 | 0 | 0 | 0 |  | 0 | 0 | 0 |  | 0 | 0 | 0 | 0 | 0 | 0 |  |  |  |  | 0 | 0 | 0 |  |  |  | 2014-11-19 | 0 | 0 | 0 | 0 | 0
[12 empty] | 2014-11-20 | 0 | 0 | 0 | 0 | 0 | 0 | 0 |  | 0 | 0 | 0 | 0 | 0 | 0 | 0 | 0 | 0 |  |  |  | 2014-11-20 | 0 | 0 | 0 | 0 |  | 0 | 0 | 0 |  | 0 | 0 | 0 | 0 | 0 | 0 |  |  |  |  | 0 | 0 | 0 |  |  |  | 2014-11-20 | 0 | 0 | 0 | 0 | 0
[12 empty] | 2014-11-21 | 0 | 0 | 0 | 0 | 0 | 0 | 0 |  | 0 | 0 | 0 | 0 | 0 | 0 | 0 | 0 | 0 |  |  |  | 2014-11-21 | 0 | 0 | 0 | 0 |  | 0 | 0 | 0 |  | 0 | 0 | 0 | 0 | 0 | 0 |  |  |  |  | 0 | 0 | 0 |  |  |  | 2014-11-21 | 0 | 0 | 0 | 0 | 0
[12 empty] | 2014-11-22 | 0 | 0 | 0 | 0 | 0 | 0 | 0 |  | 0 | 0 | 0 | 0 | 0 | 0 | 0 | 0 | 0 |  |  |  | 2014-11-22 | 0 | 0 | 0 | 0 |  | 0 | 0 | 0 |  | 0 | 0 | 0 | 0 | 0 | 0 |  |  |  |  | 0 | 0 | 0 |  |  |  | 2014-11-22 | 0 | 0 | 0 | 0 | 0
[12 empty] | 2014-11-23 | 0 | 0 | 0 | 0 | 0 | 0 | 0 |  | 0 | 0 | 0 | 0 | 0 | 0 | 0 | 0 | 0 |  |  |  | 2014-11-23 | 0 | 0 | 0 | 0 |  | 0 | 0 | 0 |  | 0 | 0 | 0 | 0 | 0 | 0 |  |  |  |  | 0 | 0 | 0 |  |  |  | 2014-11-23 | 0 | 0 | 0 | 0 | 0
[12 empty] | 2014-11-24 | 0 | 0 | 0 | 0 | 0 | 0 | 0 |  | 0 | 0 | 0 | 0 | 0 | 0 | 0 | 0 | 0 |  |  |  | 2014-11-24 | 0 | 0 | 0 | 0 |  | 0 | 0 | 0 |  | 0 | 0 | 0 | 0 | 0 | 0 |  |  |  |  | 0 | 0 | 0 |  |  |  | 2014-11-24 | 0 | 0 | 0 | 0 | 0
[12 empty] | 2014-11-25 | 0 | 0 | 0 | 0 | 0 | 0 | 0 |  | 0 | 0 | 0 | 0 | 0 | 0 | 0 | 0 | 0 |  |  |  | 2014-11-25 | 0 | 0 | 0 | 0 |  | 0 | 0 | 0 |  | 0 | 0 | 0 | 0 | 0 | 0 |  |  |  |  | 0 | 0 | 0 |  |  |  | 2014-11-25 | 0 | 0 | 0 | 0 | 0
[12 empty] | 2014-11-26 | 0 | 0 | 0 | 0 | 0 | 0 | 0 |  | 0 | 0 | 0 | 0 | 0 | 0 | 0 | 0 | 0 |  |  |  | 2014-11-26 | 0 | 0 | 0 | 0 |  | 0 | 0 | 0 |  | 0 | 0 | 0 | 0 | 0 | 0 |  |  |  |  | 0 | 0 | 0 |  |  |  | 2014-11-26 | 0 | 0 | 0 | 0 | 0
[12 empty] | 2014-11-27 | 0 | 0 | 0 | 0 | 0 | 0 | 0 |  | 0 | 0 | 0 | 0 | 0 | 0 | 0 | 0 | 0 |  |  |  | 2014-11-27 | 0 | 0 | 0 | 0 |  | 0 | 0 | 0 |  | 0 | 0 | 0 | 0 | 0 | 0 |  |  |  |  | 0 | 0 | 0 |  |  |  | 2014-11-27 | 0 | 0 | 0 | 0 | 0
[12 empty] | 2014-11-28 | 0 | 0 | 0 | 0 | 0 | 0 | 0 |  | 0 | 0 | 0 | 0 | 0 | 0 | 0 | 0 | 0 |  |  |  | 2014-11-28 | 0 | 0 | 0 | 0 |  | 0 | 0 | 0 |  | 0 | 0 | 0 | 0 | 0 | 0 |  |  |  |  | 0 | 0 | 0 |  |  |  | 2014-11-28 | 0 | 0 | 0 | 0 | 0
[12 empty] | 2014-11-29 | 0 | 0 | 0 | 0 | 0 | 0 | 0 |  | 0 | 0 | 0 | 0 | 0 | 0 | 0 | 0 | 0 |  |  |  | 2014-11-29 | 0 | 0 | 0 | 0 |  | 0 | 0 | 0 |  | 0 | 0 | 0 | 0 | 0 | 0 |  |  |  |  | 0 | 0 | 0 |  |  |  | 2014-11-29 | 0 | 0 | 0 | 0 | 0
[12 empty] | 2014-11-30 | 0 | 0 | 0 | 0 | 0 | 0 | 0 |  | 0 | 0 | 0 | 0 | 0 | 0 | 0 | 0 | 0 |  |  |  | 2014-11-30 | 0 | 0 | 0 | 0 |  | 0 | 0 | 0 |  | 0 | 0 | 0 | 0 | 0 | 0 |  |  |  |  | 0 | 0 | 0 |  |  |  | 2014-11-30 | 0 | 0 | 0 | 0 | 0
[12 empty] | 2014-12-01 | 0 | 0 | 0 | 0 | 0 | 0 | 0 |  | 0 | 0 | 0 | 0 | 0 | 0 | 0 | 0 | 0 |  |  |  | 2014-12-01 | 0 | 0 | 0 | 0 |  | 0 | 0 | 0 |  | 0 | 0 | 0 | 0 | 0 | 0 |  |  |  |  | 0 | 0 | 0 |  |  |  | 2014-12-01 | 0 | 0 | 0 | 0 | 0
[12 empty] | 2014-12-02 | 0 | 0 | 0 | 0 | 0 | 0 | 0 |  | 0 | 0 | 0 | 0 | 0 | 0 | 0 | 0 | 0 |  |  |  | 2014-12-02 | 0 | 0 | 0 | 0 |  | 0 | 0 | 0 |  | 0 | 0 | 0 | 0 | 0 | 0 |  |  |  |  | 0 | 0 | 0 |  |  |  | 2014-12-02 | 0 | 0 | 0 | 0 | 0
[12 empty] | 2014-12-03 | 0 | 0 | 0 | 0 | 0 | 0 | 0 |  | 0 | 0 | 0 | 0 | 0 | 0 | 0 | 0 | 0 |  |  |  | 2014-12-03 | 0 | 0 | 0 | 0 |  | 0 | 0 | 0 |  | 0 | 0 | 0 | 0 | 0 | 0 |  |  |  |  | 0 | 0 | 0 |  |  |  | 2014-12-03 | 0 | 0 | 0 | 0 | 0
[12 empty] | 2014-12-04 | 0 | 0 | 0 | 0 | 0 | 0 | 0 |  | 0 | 0 | 0 | 0 | 0 | 0 | 0 | 0 | 0 |  |  |  | 2014-12-04 | 0 | 0 | 0 | 0 |  | 0 | 0 | 0 |  | 0 | 0 | 0 | 0 | 0 | 0 |  |  |  |  | 0 | 0 | 0 |  |  |  | 2014-12-04 | 0 | 0 | 0 | 0 | 0
[12 empty] | 2014-12-05 | 0 | 0 | 0 | 0 | 0 | 0 | 0 |  | 0 | 0 | 0 | 0 | 0 | 0 | 0 | 0 | 0 |  |  |  | 2014-12-05 | 0 | 0 | 0 | 0 |  | 0 | 0 | 0 |  | 0 | 0 | 0 | 0 | 0 | 0 |  |  |  |  | 0 | 0 | 0 |  |  |  | 2014-12-05 | 0 | 0 | 0 | 0 | 0
[12 empty] | 2014-12-06 | 0 | 0 | 0 | 0 | 0 | 0 | 0 |  | 0 | 0 | 0 | 0 | 0 | 0 | 0 | 0 | 0 |  |  |  | 2014-12-06 | 0 | 0 | 0 | 0 |  | 0 | 0 | 0 |  | 0 | 0 | 0 | 0 | 0 | 0 |  |  |  |  | 0 | 0 | 0 |  |  |  | 2014-12-06 | 0 | 0 | 0 | 0 | 0
[12 empty] | 2014-12-07 | 0 | 0 | 0 | 0 | 0 | 0 | 0 |  | 0 | 0 | 0 | 0 | 0 | 0 | 0 | 0 | 0 |  |  |  | 2014-12-07 | 0 | 0 | 0 | 0 |  | 0 | 0 | 0 |  | 0 | 0 | 0 | 0 | 0 | 0 |  |  |  |  | 0 | 0 | 0 |  |  |  | 2014-12-07 | 0 | 0 | 0 | 0 | 0
[12 empty] | 2014-12-08 | 0 | 0 | 0 | 0 | 0 | 0 | 0 |  | 0 | 0 | 0 | 0 | 0 | 0 | 0 | 0 | 0 |  |  |  | 2014-12-08 | 0 | 0 | 0 | 0 |  | 0 | 0 | 0 |  | 0 | 0 | 0 | 0 | 0 | 0 |  |  |  |  | 0 | 0 | 0 |  |  |  | 2014-12-08 | 0 | 0 | 0 | 0 | 0
[12 empty] | 2014-12-09 | 0 | 0 | 0 | 0 | 0 | 0 | 0 |  | 0 | 0 | 0 | 0 | 0 | 0 | 0 | 0 | 0 |  |  |  | 2014-12-09 | 0 | 0 | 0 | 0 |  | 0 | 0 | 0 |  | 0 | 0 | 0 | 0 | 0 | 0 |  |  |  |  | 0 | 0 | 0 |  |  |  | 2014-12-09 | 0 | 0 | 0 | 0 | 0
[12 empty] | 2014-12-10 | 0 | 0 | 0 | 0 | 0 | 0 | 0 |  | 0 | 0 | 0 | 0 | 0 | 0 | 0 | 0 | 0 |  |  |  | 2014-12-10 | 0 | 0 | 0 | 0 |  | 0 | 0 | 0 |  | 0 | 0 | 0 | 0 | 0 | 0 |  |  |  |  | 0 | 0 | 0 |  |  |  | 2014-12-10 | 0 | 0 | 0 | 0 | 0
[12 empty] | 2014-12-11 | 0 | 0 | 0 | 0 | 0 | 0 | 0 |  | 0 | 0 | 0 | 0 | 0 | 0 | 0 | 0 | 0 |  |  |  | 2014-12-11 | 0 | 0 | 0 | 0 |  | 0 | 0 | 0 |  | 0 | 0 | 0 | 0 | 0 | 0 |  |  |  |  | 0 | 0 | 0 |  |  |  | 2014-12-11 | 0 | 0 | 0 | 0 | 0
[12 empty] | 2014-12-12 | 0 | 0 | 0 | 0 | 0 | 0 | 0 |  | 0 | 0 | 0 | 0 | 0 | 0 | 0 | 0 | 0 |  |  |  | 2014-12-12 | 0 | 0 | 0 | 0 |  | 0 | 0 | 0 |  | 0 | 0 | 0 | 0 | 0 | 0 |  |  |  |  | 0 | 0 | 0 |  |  |  | 2014-12-12 | 0 | 0 | 0 | 0 | 0
[12 empty] | 2014-12-13 | 0 | 0 | 0 | 0 | 0 | 0 | 0 |  | 0 | 0 | 0 | 0 | 0 | 0 | 0 | 0 | 0 |  |  |  | 2014-12-13 | 0 | 0 | 0 | 0 |  | 0 | 0 | 0 |  | 0 | 0 | 0 | 0 | 0 | 0 |  |  |  |  | 0 | 0 | 0 |  |  |  | 2014-12-13 | 0 | 0 | 0 | 0 | 0
[12 empty] | 2014-12-14 | 0 | 0 | 0 | 0 | 0 | 0 | 0 |  | 0 | 0 | 0 | 0 | 0 | 0 | 0 | 0 | 0 |  |  |  | 2014-12-14 | 0 | 0 | 0 | 0 |  | 0 | 0 | 0 |  | 0 | 0 | 0 | 0 | 0 | 0 |  |  |  |  | 0 | 0 | 0 |  |  |  | 2014-12-14 | 0 | 0 | 0 | 0 | 0
[12 empty] | 2014-12-15 | 0 | 0 | 0 | 0 | 0 | 0 | 0 |  | 0 | 0 | 0 | 0 | 0 | 0 | 0 | 0 | 0 |  |  |  | 2014-12-15 | 0 | 0 | 0 | 0 |  | 0 | 0 | 0 |  | 0 | 0 | 0 | 0 | 0 | 0 |  |  |  |  | 0 | 0 | 0 |  |  |  | 2014-12-15 | 0 | 0 | 0 | 0 | 0
[12 empty] | 2014-12-16 | 0 | 0 | 0 | 0 | 0 | 0 | 0 |  | 0 | 0 | 0 | 0 | 0 | 0 | 0 | 0 | 0 |  |  |  | 2014-12-16 | 0 | 0 | 0 | 0 |  | 0 | 0 | 0 |  | 0 | 0 | 0 | 0 | 0 | 0 |  |  |  |  | 0 | 0 | 0 |  |  |  | 2014-12-16 | 0 | 0 | 0 | 0 | 0
[12 empty] | 2014-12-17 | 0 | 0 | 0 | 0 | 0 | 0 | 0 |  | 0 | 0 | 0 | 0 | 0 | 0 | 0 | 0 | 0 |  |  |  | 2014-12-17 | 0 | 0 | 0 | 0 |  | 0 | 0 | 0 |  | 0 | 0 | 0 | 0 | 0 | 0 |  |  |  |  | 0 | 0 | 0 |  |  |  | 2014-12-17 | 0 | 0 | 0 | 0 | 0
[12 empty] | 2014-12-18 | 0 | 0 | 0 | 0 | 0 | 0 | 0 |  | 0 | 0 | 0 | 0 | 0 | 0 | 0 | 0 | 0 |  |  |  | 2014-12-18 | 0 | 0 | 0 | 0 |  | 0 | 0 | 0 |  | 0 | 0 | 0 | 0 | 0 | 0 |  |  |  |  | 0 | 0 | 0 |  |  |  | 2014-12-18 | 0 | 0 | 0 | 0 | 0
[12 empty] | 2014-12-19 | 0 | 0 | 0 | 0 | 0 | 0 | 0 |  | 0 | 0 | 0 | 0 | 0 | 0 | 0 | 0 | 0 |  |  |  | 2014-12-19 | 0 | 0 | 0 | 0 |  | 0 | 0 | 0 |  | 0 | 0 | 0 | 0 | 0 | 0 |  |  |  |  | 0 | 0 | 0 |  |  |  | 2014-12-19 | 0 | 0 | 0 | 0 | 0
[12 empty] | 2014-12-20 | 0 | 0 | 0 | 0 | 0 | 0 | 0 |  | 0 | 0 | 0 | 0 | 0 | 0 | 0 | 0 | 0 |  |  |  | 2014-12-20 | 0 | 0 | 0 | 0 |  | 0 | 0 | 0 |  | 0 | 0 | 0 | 0 | 0 | 0 |  |  |  |  | 0 | 0 | 0 |  |  |  | 2014-12-20 | 0 | 0 | 0 | 0 | 0
[12 empty] | 2014-12-21 | 0 | 0 | 0 | 0 | 0 | 0 | 0 |  | 0 | 0 | 0 | 0 | 0 | 0 | 0 | 0 | 0 |  |  |  | 2014-12-21 | 0 | 0 | 0 | 0 |  | 0 | 0 | 0 |  | 0 | 0 | 0 | 0 | 0 | 0 |  |  |  |  | 0 | 0 | 0 |  |  |  | 2014-12-21 | 0 | 0 | 0 | 0 | 0
[12 empty] | 2014-12-22 | 0 | 0 | 0 | 0 | 0 | 0 | 0 |  | 0 | 0 | 0 | 0 | 0 | 0 | 0 | 0 | 0 |  |  |  | 2014-12-22 | 0 | 0 | 0 | 0 |  | 0 | 0 | 0 |  | 0 | 0 | 0 | 0 | 0 | 0 |  |  |  |  | 0 | 0 | 0 |  |  |  | 2014-12-22 | 0 | 0 | 0 | 0 | 0
[12 empty] | 2014-12-23 | 0 | 0 | 0 | 0 | 0 | 0 | 0 |  | 0 | 0 | 0 | 0 | 0 | 0 | 0 | 0 | 0 |  |  |  | 2014-12-23 | 0 | 0 | 0 | 0 |  | 0 | 0 | 0 |  | 0 | 0 | 0 | 0 | 0 | 0 |  |  |  |  | 0 | 0 | 0 |  |  |  | 2014-12-23 | 0 | 0 | 0 | 0 | 0
[12 empty] | 2014-12-24 | 0 | 0 | 0 | 0 | 0 | 0 | 0 |  | 0 | 0 | 0 | 0 | 0 | 0 | 0 | 0 | 0 |  |  |  | 2014-12-24 | 0 | 0 | 0 | 0 |  | 0 | 0 | 0 |  | 0 | 0 | 0 | 0 | 0 | 0 |  |  |  |  | 0 | 0 | 0 |  |  |  | 2014-12-24 | 0 | 0 | 0 | 0 | 0
[12 empty] | 2014-12-25 | 0 | 0 | 0 | 0 | 0 | 0 | 0 |  | 0 | 0 | 0 | 0 | 0 | 0 | 0 | 0 | 0 |  |  |  | 2014-12-25 | 0 | 0 | 0 | 0 |  | 0 | 0 | 0 |  | 0 | 0 | 0 | 0 | 0 | 0 |  |  |  |  | 0 | 0 | 0 |  |  |  | 2014-12-25 | 0 | 0 | 0 | 0 | 0
[12 empty] | 2014-12-26 | 0 | 0 | 0 | 0 | 0 | 0 | 0 |  | 0 | 0 | 0 | 0 | 0 | 0 | 0 | 0 | 0 |  |  |  | 2014-12-26 | 0 | 0 | 0 | 0 |  | 0 | 0 | 0 |  | 0 | 0 | 0 | 0 | 0 | 0 |  |  |  |  | 0 | 0 | 0 |  |  |  | 2014-12-26 | 0 | 0 | 0 | 0 | 0
[12 empty] | 2014-12-27 | 0 | 0 | 0 | 0 | 0 | 0 | 0 |  | 0 | 0 | 0 | 0 | 0 | 0 | 0 | 0 | 0 |  |  |  | 2014-12-27 | 0 | 0 | 0 | 0 |  | 0 | 0 | 0 |  | 0 | 0 | 0 | 0 | 0 | 0 |  |  |  |  | 0 | 0 | 0 |  |  |  | 2014-12-27 | 0 | 0 | 0 | 0 | 0
[12 empty] | 2014-12-28 | 0 | 0 | 0 | 0 | 0 | 0 | 0 |  | 0 | 0 | 0 | 0 | 0 | 0 | 0 | 0 | 0 |  |  |  | 2014-12-28 | 0 | 0 | 0 | 0 |  | 0 | 0 | 0 |  | 0 | 0 | 0 | 0 | 0 | 0 |  |  |  |  | 0 | 0 | 0 |  |  |  | 2014-12-28 | 0 | 0 | 0 | 0 | 0
[12 empty] | 2014-12-29 | 0 | 0 | 0 | 0 | 0 | 0 | 0 |  | 0 | 0 | 0 | 0 | 0 | 0 | 0 | 0 | 0 |  |  |  | 2014-12-29 | 0 | 0 | 0 | 0 |  | 0 | 0 | 0 |  | 0 | 0 | 0 | 0 | 0 | 0 |  |  |  |  | 0 | 0 | 0 |  |  |  | 2014-12-29 | 0 | 0 | 0 | 0 | 0
[12 empty] | 2014-12-30 | 0 | 0 | 0 | 0 | 0 | 0 | 0 |  | 0 | 0 | 0 | 0 | 0 | 0 | 0 | 0 | 0 |  |  |  | 2014-12-30 | 0 | 0 | 0 | 0 |  | 0 | 0 | 0 |  | 0 | 0 | 0 | 0 | 0 | 0 |  |  |  |  | 0 | 0 | 0 |  |  |  | 2014-12-30 | 0 | 0 | 0 | 0 | 0
[12 empty] | 2014-12-31 | 0 | 0 | 0 | 0 | 0 | 0 | 0 |  | 0 | 0 | 0 | 0 | 0 | 0 | 0 | 0 | 0 |  |  |  | 2014-12-31 | 0 | 0 | 0 | 0 |  | 0 | 0 | 0 |  | 0 | 0 | 0 | 0 | 0 | 0 |  |  |  |  | 0 | 0 | 0 |  |  |  | 2014-12-31 | 0 | 0 | 0 | 0 | 0
[12 empty] | Daily non-potable water calculation | [6 empty] | January: Toilets |  |  | Urinals | [14 empty] | Indoor Taps | [17 empty] | Showers - occupants | [12 empty] | Showers - Sports | [12 empty] | Laundries | [12 empty] | Dishwashers | [12 empty] | Heat Rejection | [12 empty] | Washdown | [12 empty] | Landscape Irrigation | [12 empty] | Fire System Water | [12 empty] | Swimming Pools | [12 empty] | Process Cooling | [13 empty] | Totals for Summary
[13 empty] | Rainwater Tank Initialisation | [5 empty] | February: Non-potable water Available; June: Non-potable water Required; October: Non-potable water utilised |  |  |  | Non-potable water Available |  |  |  |  | Non-potable water Required |  |  |  | Non-potable water utilised | [9 empty] | Non-potable water Available |  |  |  | Non-potable water Required |  |  |  | Non-potable water utilised | [5 empty] | Non-potable water Available |  |  |  | Non-potable water Required |  |  |  | Non-potable water utilised |  |  |  |  | Non-potable water Available |  |  |  | Non-potable water Required |  |  |  | Non-potable water utilised |  |  |  |  | Non-potable water Available |  |  |  | Non-potable water Required |  |  |  | Non-potable water utilised |  |  |  |  | Non-potable water Available |  |  |  | Non-potable water Required |  |  |  | Non-potable water utilised |  |  |  |  | Non-potable water Available |  |  |  | Non-potable water Required |  |  |  | Non-potable water utilised |  |  |  |  | Non-potable water Available |  |  |  | Non-potable water Required |  |  |  | Non-potable water utilised |  |  |  |  | Non-potable water Available |  |  |  | Non-potable water Required |  |  |  | Non-potable water utilised |  |  |  |  | Non-potable water Available |  |  |  | Non-potable water Required |  |  |  | Non-potable water utilised |  |  |  |  | Non-potable water Available |  |  |  | Non-potable water Required |  |  |  | Non-potable water utilised |  |  |  |  | Non-potable water Available |  |  |  | Non-potable water Required |  |  |  | Non-potable water utilised |  |  |  | 0 | 0 | 0 | 0 | 0 | 0
[13 empty] | Daily Rainwater Collection (kL) | Total Rainwater Demand (kL) | Daily Surplus or Deficit (kL) | Tank Volume Initialisation (kL) | Rainwater supply used by NON Wat-1 uses |  | Total non-potable water demand (kL) | Rain | Grey | Black | Off-Site Supply | Rain | Grey | Black | Off-Site Supply | Grey | Black | Rain | Off-Site Supply |  | Total non-potable water demand (kL) | Rain | Grey | Black | Off-Site Supply |  | Rain | Grey | Black | Off-Site Supply | Grey | Black | Rain | Off-Site Supply |  | Total non-potable water demand (kL) |  |  |  |  | Rain | Grey | Black | Off-Site Supply | Rain | Grey | Black | Off-Site Supply | Grey | Black | Rain | Off-Site Supply |  | Total non-potable water demand (kL) | Rain | Grey | Black | Off-Site Supply | Rain | Grey | Black | Off-Site Supply | Grey | Black | Rain | Off-Site Supply | Total non-potable water demand (kL) | Rain | Grey | Black | Off-Site Supply | Rain | Grey | Black | Off-Site Supply | Grey | Black | Rain | Off-Site Supply | Total non-potable water demand (kL) | Rain | Grey | Black | Off-Site Supply | Rain | Grey | Black | Off-Site Supply | Grey | Black | Rain | Off-Site Supply | Total non-potable water demand (kL) | Rain | Grey | Black | Off-Site Supply | Rain | Grey | Black | Off-Site Supply | Grey | Black | Rain | Off-Site Supply | Total non-potable water demand (kL) | Rain | Grey | Black | Off-Site Supply | Rain | Grey | Black | Off-Site Supply | Grey | Black | Rain | Off-Site Supply | Total non-potable water demand (kL) | Rain | Grey | Black | Off-Site Supply | Rain | Grey | Black | Off-Site Supply | Grey | Black | Rain | Off-Site Supply | Total non-potable water demand (kL) | Rain | Grey | Black | Off-Site Supply | Rain | Grey | Black | Off-Site Supply | Grey | Black | Rain | Off-Site Supply | Total non-potable water demand (kL) | Rain | Grey | Black | Off-Site Supply | Rain | Grey | Black | Off-Site Supply | Grey | Black | Rain | Off-Site Supply | Total non-potable water demand (kL) | Rain | Grey | Black | Off-Site Supply | Rain | Grey | Black | Off-Site Supply | Grey | Black | Rain | Off-Site Supply | Total non-potable water demand (kL) | Rain | Grey | Black | Off-Site Supply | Rain | Grey | Black | Off-Site Supply | Grey | Black | Rain | Off-Site Supply | Total ALL Water Demand (kL) | Rain (kL) | Grey (kL) | Black (kL) | Off-Site Supply (kL) | Total Potable Water Demand (kL)
[12 empty] | 2014-01-01 | 0 | 0 | 0 | 0 | 0 |  | 0 | 0 | 0 | 0 | 0 | 0 | 0 | 0 | 0 | 0 | 0 | 0 | 0 |  | 0 | 0 | 0 | 0 | 0 |  | 0 | 0 | 0 | 0 | 0 | 0 | 0 | 0 |  | 0 |  |  |  |  | 0 | 0 | 0 | 0 | 0 | 0 | 0 | 0 | 0 | 0 | 0 | 0 |  | 0 | 0 | 0 | 0 | 0 | 0 | 0 | 0 | 0 | 0 | 0 | 0 | 0 | 0 | 0 | 0 | 0 | 0 | 0 | 0 | 0 | 0 | 0 | 0 | 0 | 0 | 0 | 0 | 0 | 0 | 0 | 0 | 0 | 0 | 0 | 0 | 0 | 0 | 0 | 0 | 0 | 0 | 0 | 0 | 0 | 0 | 0 | 0 | 0 | 0 | 0 | 0 | 0 | 0 | 0 | 0 | 0 | 0 | 0 | 0 | 0 | 0 | 0 | 0 | 0 | 0 | 0 | 0 | 0 | 0 | 0 | 0 | 0 | 0 | 0 | 0 | 0 | 0 | 0 | 0 | 0 | 0 | 0 | 0 | 0 | 0 | 0 | 0 | 0 | 0 | 0 | 0 | 0 | 0 | 0 | 0 | 0 | 0 | 0 | 0 | 0 | 0 | 0 | 0 | 0 | 0 | 0 | 0 | 0 | 0 | 0 | 0 | 0 | 0 | 0 | 0 | 0 | 0 | 0 | 0 | 0 | 0 | 0 | 0 | 0 | 0 | 0 | 0 | 0 | 0 | 0 | 0 | 0 | 0 | 0 | 0
[12 empty] | 2014-01-02 | 0 | 0 | 0 | 0 | 0 |  | 0 | 0 | 0 | 0 | 0 | 0 | 0 | 0 | 0 | 0 | 0 | 0 | 0 |  | 0 | 0 | 0 | 0 | 0 |  | 0 | 0 | 0 | 0 | 0 | 0 | 0 | 0 |  | 0 |  |  |  |  | 0 | 0 | 0 | 0 | 0 | 0 | 0 | 0 | 0 | 0 | 0 | 0 |  | 0 | 0 | 0 | 0 | 0 | 0 | 0 | 0 | 0 | 0 | 0 | 0 | 0 | 0 | 0 | 0 | 0 | 0 | 0 | 0 | 0 | 0 | 0 | 0 | 0 | 0 | 0 | 0 | 0 | 0 | 0 | 0 | 0 | 0 | 0 | 0 | 0 | 0 | 0 | 0 | 0 | 0 | 0 | 0 | 0 | 0 | 0 | 0 | 0 | 0 | 0 | 0 | 0 | 0 | 0 | 0 | 0 | 0 | 0 | 0 | 0 | 0 | 0 | 0 | 0 | 0 | 0 | 0 | 0 | 0 | 0 | 0 | 0 | 0 | 0 | 0 | 0 | 0 | 0 | 0 | 0 | 0 | 0 | 0 | 0 | 0 | 0 | 0 | 0 | 0 | 0 | 0 | 0 | 0 | 0 | 0 | 0 | 0 | 0 | 0 | 0 | 0 | 0 | 0 | 0 | 0 | 0 | 0 | 0 | 0 | 0 | 0 | 0 | 0 | 0 | 0 | 0 | 0 | 0 | 0 | 0 | 0 | 0 | 0 | 0 | 0 | 0 | 0 | 0 | 0 | 0 | 0 | 0 | 0 | 0 | 0
[12 empty] | 2014-01-03 | 0 | 0 | 0 | 0 | 0 |  | 0 | 0 | 0 | 0 | 0 | 0 | 0 | 0 | 0 | 0 | 0 | 0 | 0 |  | 0 | 0 | 0 | 0 | 0 |  | 0 | 0 | 0 | 0 | 0 | 0 | 0 | 0 |  | 0 |  |  |  |  | 0 | 0 | 0 | 0 | 0 | 0 | 0 | 0 | 0 | 0 | 0 | 0 |  | 0 | 0 | 0 | 0 | 0 | 0 | 0 | 0 | 0 | 0 | 0 | 0 | 0 | 0 | 0 | 0 | 0 | 0 | 0 | 0 | 0 | 0 | 0 | 0 | 0 | 0 | 0 | 0 | 0 | 0 | 0 | 0 | 0 | 0 | 0 | 0 | 0 | 0 | 0 | 0 | 0 | 0 | 0 | 0 | 0 | 0 | 0 | 0 | 0 | 0 | 0 | 0 | 0 | 0 | 0 | 0 | 0 | 0 | 0 | 0 | 0 | 0 | 0 | 0 | 0 | 0 | 0 | 0 | 0 | 0 | 0 | 0 | 0 | 0 | 0 | 0 | 0 | 0 | 0 | 0 | 0 | 0 | 0 | 0 | 0 | 0 | 0 | 0 | 0 | 0 | 0 | 0 | 0 | 0 | 0 | 0 | 0 | 0 | 0 | 0 | 0 | 0 | 0 | 0 | 0 | 0 | 0 | 0 | 0 | 0 | 0 | 0 | 0 | 0 | 0 | 0 | 0 | 0 | 0 | 0 | 0 | 0 | 0 | 0 | 0 | 0 | 0 | 0 | 0 | 0 | 0 | 0 | 0 | 0 | 0 | 0
[12 empty] | 2014-01-04 | 0 | 0 | 0 | 0 | 0 |  | 0 | 0 | 0 | 0 | 0 | 0 | 0 | 0 | 0 | 0 | 0 | 0 | 0 |  | 0 | 0 | 0 | 0 | 0 |  | 0 | 0 | 0 | 0 | 0 | 0 | 0 | 0 |  | 0 |  |  |  |  | 0 | 0 | 0 | 0 | 0 | 0 | 0 | 0 | 0 | 0 | 0 | 0 |  | 0 | 0 | 0 | 0 | 0 | 0 | 0 | 0 | 0 | 0 | 0 | 0 | 0 | 0 | 0 | 0 | 0 | 0 | 0 | 0 | 0 | 0 | 0 | 0 | 0 | 0 | 0 | 0 | 0 | 0 | 0 | 0 | 0 | 0 | 0 | 0 | 0 | 0 | 0 | 0 | 0 | 0 | 0 | 0 | 0 | 0 | 0 | 0 | 0 | 0 | 0 | 0 | 0 | 0 | 0 | 0 | 0 | 0 | 0 | 0 | 0 | 0 | 0 | 0 | 0 | 0 | 0 | 0 | 0 | 0 | 0 | 0 | 0 | 0 | 0 | 0 | 0 | 0 | 0 | 0 | 0 | 0 | 0 | 0 | 0 | 0 | 0 | 0 | 0 | 0 | 0 | 0 | 0 | 0 | 0 | 0 | 0 | 0 | 0 | 0 | 0 | 0 | 0 | 0 | 0 | 0 | 0 | 0 | 0 | 0 | 0 | 0 | 0 | 0 | 0 | 0 | 0 | 0 | 0 | 0 | 0 | 0 | 0 | 0 | 0 | 0 | 0 | 0 | 0 | 0 | 0 | 0 | 0 | 0 | 0 | 0
[12 empty] | 2014-01-05 | 0 | 0 | 0 | 0 | 0 |  | 0 | 0 | 0 | 0 | 0 | 0 | 0 | 0 | 0 | 0 | 0 | 0 | 0 |  | 0 | 0 | 0 | 0 | 0 |  | 0 | 0 | 0 | 0 | 0 | 0 | 0 | 0 |  | 0 |  |  |  |  | 0 | 0 | 0 | 0 | 0 | 0 | 0 | 0 | 0 | 0 | 0 | 0 |  | 0 | 0 | 0 | 0 | 0 | 0 | 0 | 0 | 0 | 0 | 0 | 0 | 0 | 0 | 0 | 0 | 0 | 0 | 0 | 0 | 0 | 0 | 0 | 0 | 0 | 0 | 0 | 0 | 0 | 0 | 0 | 0 | 0 | 0 | 0 | 0 | 0 | 0 | 0 | 0 | 0 | 0 | 0 | 0 | 0 | 0 | 0 | 0 | 0 | 0 | 0 | 0 | 0 | 0 | 0 | 0 | 0 | 0 | 0 | 0 | 0 | 0 | 0 | 0 | 0 | 0 | 0 | 0 | 0 | 0 | 0 | 0 | 0 | 0 | 0 | 0 | 0 | 0 | 0 | 0 | 0 | 0 | 0 | 0 | 0 | 0 | 0 | 0 | 0 | 0 | 0 | 0 | 0 | 0 | 0 | 0 | 0 | 0 | 0 | 0 | 0 | 0 | 0 | 0 | 0 | 0 | 0 | 0 | 0 | 0 | 0 | 0 | 0 | 0 | 0 | 0 | 0 | 0 | 0 | 0 | 0 | 0 | 0 | 0 | 0 | 0 | 0 | 0 | 0 | 0 | 0 | 0 | 0 | 0 | 0 | 0
[12 empty] | 2014-01-06 | 0 | 0 | 0 | 0 | 0 |  | 0 | 0 | 0 | 0 | 0 | 0 | 0 | 0 | 0 | 0 | 0 | 0 | 0 |  | 0 | 0 | 0 | 0 | 0 |  | 0 | 0 | 0 | 0 | 0 | 0 | 0 | 0 |  | 0 |  |  |  |  | 0 | 0 | 0 | 0 | 0 | 0 | 0 | 0 | 0 | 0 | 0 | 0 |  | 0 | 0 | 0 | 0 | 0 | 0 | 0 | 0 | 0 | 0 | 0 | 0 | 0 | 0 | 0 | 0 | 0 | 0 | 0 | 0 | 0 | 0 | 0 | 0 | 0 | 0 | 0 | 0 | 0 | 0 | 0 | 0 | 0 | 0 | 0 | 0 | 0 | 0 | 0 | 0 | 0 | 0 | 0 | 0 | 0 | 0 | 0 | 0 | 0 | 0 | 0 | 0 | 0 | 0 | 0 | 0 | 0 | 0 | 0 | 0 | 0 | 0 | 0 | 0 | 0 | 0 | 0 | 0 | 0 | 0 | 0 | 0 | 0 | 0 | 0 | 0 | 0 | 0 | 0 | 0 | 0 | 0 | 0 | 0 | 0 | 0 | 0 | 0 | 0 | 0 | 0 | 0 | 0 | 0 | 0 | 0 | 0 | 0 | 0 | 0 | 0 | 0 | 0 | 0 | 0 | 0 | 0 | 0 | 0 | 0 | 0 | 0 | 0 | 0 | 0 | 0 | 0 | 0 | 0 | 0 | 0 | 0 | 0 | 0 | 0 | 0 | 0 | 0 | 0 | 0 | 0 | 0 | 0 | 0 | 0 | 0
[12 empty] | 2014-01-07 | 0 | 0 | 0 | 0 | 0 |  | 0 | 0 | 0 | 0 | 0 | 0 | 0 | 0 | 0 | 0 | 0 | 0 | 0 |  | 0 | 0 | 0 | 0 | 0 |  | 0 | 0 | 0 | 0 | 0 | 0 | 0 | 0 |  | 0 |  |  |  |  | 0 | 0 | 0 | 0 | 0 | 0 | 0 | 0 | 0 | 0 | 0 | 0 |  | 0 | 0 | 0 | 0 | 0 | 0 | 0 | 0 | 0 | 0 | 0 | 0 | 0 | 0 | 0 | 0 | 0 | 0 | 0 | 0 | 0 | 0 | 0 | 0 | 0 | 0 | 0 | 0 | 0 | 0 | 0 | 0 | 0 | 0 | 0 | 0 | 0 | 0 | 0 | 0 | 0 | 0 | 0 | 0 | 0 | 0 | 0 | 0 | 0 | 0 | 0 | 0 | 0 | 0 | 0 | 0 | 0 | 0 | 0 | 0 | 0 | 0 | 0 | 0 | 0 | 0 | 0 | 0 | 0 | 0 | 0 | 0 | 0 | 0 | 0 | 0 | 0 | 0 | 0 | 0 | 0 | 0 | 0 | 0 | 0 | 0 | 0 | 0 | 0 | 0 | 0 | 0 | 0 | 0 | 0 | 0 | 0 | 0 | 0 | 0 | 0 | 0 | 0 | 0 | 0 | 0 | 0 | 0 | 0 | 0 | 0 | 0 | 0 | 0 | 0 | 0 | 0 | 0 | 0 | 0 | 0 | 0 | 0 | 0 | 0 | 0 | 0 | 0 | 0 | 0 | 0 | 0 | 0 | 0 | 0 | 0
[12 empty] | 2014-01-08 | 0 | 0 | 0 | 0 | 0 |  | 0 | 0 | 0 | 0 | 0 | 0 | 0 | 0 | 0 | 0 | 0 | 0 | 0 |  | 0 | 0 | 0 | 0 | 0 |  | 0 | 0 | 0 | 0 | 0 | 0 | 0 | 0 |  | 0 |  |  |  |  | 0 | 0 | 0 | 0 | 0 | 0 | 0 | 0 | 0 | 0 | 0 | 0 |  | 0 | 0 | 0 | 0 | 0 | 0 | 0 | 0 | 0 | 0 | 0 | 0 | 0 | 0 | 0 | 0 | 0 | 0 | 0 | 0 | 0 | 0 | 0 | 0 | 0 | 0 | 0 | 0 | 0 | 0 | 0 | 0 | 0 | 0 | 0 | 0 | 0 | 0 | 0 | 0 | 0 | 0 | 0 | 0 | 0 | 0 | 0 | 0 | 0 | 0 | 0 | 0 | 0 | 0 | 0 | 0 | 0 | 0 | 0 | 0 | 0 | 0 | 0 | 0 | 0 | 0 | 0 | 0 | 0 | 0 | 0 | 0 | 0 | 0 | 0 | 0 | 0 | 0 | 0 | 0 | 0 | 0 | 0 | 0 | 0 | 0 | 0 | 0 | 0 | 0 | 0 | 0 | 0 | 0 | 0 | 0 | 0 | 0 | 0 | 0 | 0 | 0 | 0 | 0 | 0 | 0 | 0 | 0 | 0 | 0 | 0 | 0 | 0 | 0 | 0 | 0 | 0 | 0 | 0 | 0 | 0 | 0 | 0 | 0 | 0 | 0 | 0 | 0 | 0 | 0 | 0 | 0 | 0 | 0 | 0 | 0
[12 empty] | 2014-01-09 | 0 | 0 | 0 | 0 | 0 |  | 0 | 0 | 0 | 0 | 0 | 0 | 0 | 0 | 0 | 0 | 0 | 0 | 0 |  | 0 | 0 | 0 | 0 | 0 |  | 0 | 0 | 0 | 0 | 0 | 0 | 0 | 0 |  | 0 |  |  |  |  | 0 | 0 | 0 | 0 | 0 | 0 | 0 | 0 | 0 | 0 | 0 | 0 |  | 0 | 0 | 0 | 0 | 0 | 0 | 0 | 0 | 0 | 0 | 0 | 0 | 0 | 0 | 0 | 0 | 0 | 0 | 0 | 0 | 0 | 0 | 0 | 0 | 0 | 0 | 0 | 0 | 0 | 0 | 0 | 0 | 0 | 0 | 0 | 0 | 0 | 0 | 0 | 0 | 0 | 0 | 0 | 0 | 0 | 0 | 0 | 0 | 0 | 0 | 0 | 0 | 0 | 0 | 0 | 0 | 0 | 0 | 0 | 0 | 0 | 0 | 0 | 0 | 0 | 0 | 0 | 0 | 0 | 0 | 0 | 0 | 0 | 0 | 0 | 0 | 0 | 0 | 0 | 0 | 0 | 0 | 0 | 0 | 0 | 0 | 0 | 0 | 0 | 0 | 0 | 0 | 0 | 0 | 0 | 0 | 0 | 0 | 0 | 0 | 0 | 0 | 0 | 0 | 0 | 0 | 0 | 0 | 0 | 0 | 0 | 0 | 0 | 0 | 0 | 0 | 0 | 0 | 0 | 0 | 0 | 0 | 0 | 0 | 0 | 0 | 0 | 0 | 0 | 0 | 0 | 0 | 0 | 0 | 0 | 0
[12 empty] | 2014-01-10 | 0 | 0 | 0 | 0 | 0 |  | 0 | 0 | 0 | 0 | 0 | 0 | 0 | 0 | 0 | 0 | 0 | 0 | 0 |  | 0 | 0 | 0 | 0 | 0 |  | 0 | 0 | 0 | 0 | 0 | 0 | 0 | 0 |  | 0 |  |  |  |  | 0 | 0 | 0 | 0 | 0 | 0 | 0 | 0 | 0 | 0 | 0 | 0 |  | 0 | 0 | 0 | 0 | 0 | 0 | 0 | 0 | 0 | 0 | 0 | 0 | 0 | 0 | 0 | 0 | 0 | 0 | 0 | 0 | 0 | 0 | 0 | 0 | 0 | 0 | 0 | 0 | 0 | 0 | 0 | 0 | 0 | 0 | 0 | 0 | 0 | 0 | 0 | 0 | 0 | 0 | 0 | 0 | 0 | 0 | 0 | 0 | 0 | 0 | 0 | 0 | 0 | 0 | 0 | 0 | 0 | 0 | 0 | 0 | 0 | 0 | 0 | 0 | 0 | 0 | 0 | 0 | 0 | 0 | 0 | 0 | 0 | 0 | 0 | 0 | 0 | 0 | 0 | 0 | 0 | 0 | 0 | 0 | 0 | 0 | 0 | 0 | 0 | 0 | 0 | 0 | 0 | 0 | 0 | 0 | 0 | 0 | 0 | 0 | 0 | 0 | 0 | 0 | 0 | 0 | 0 | 0 | 0 | 0 | 0 | 0 | 0 | 0 | 0 | 0 | 0 | 0 | 0 | 0 | 0 | 0 | 0 | 0 | 0 | 0 | 0 | 0 | 0 | 0 | 0 | 0 | 0 | 0 | 0 | 0
[12 empty] | 2014-01-11 | 0 | 0 | 0 | 0 | 0 |  | 0 | 0 | 0 | 0 | 0 | 0 | 0 | 0 | 0 | 0 | 0 | 0 | 0 |  | 0 | 0 | 0 | 0 | 0 |  | 0 | 0 | 0 | 0 | 0 | 0 | 0 | 0 |  | 0 |  |  |  |  | 0 | 0 | 0 | 0 | 0 | 0 | 0 | 0 | 0 | 0 | 0 | 0 |  | 0 | 0 | 0 | 0 | 0 | 0 | 0 | 0 | 0 | 0 | 0 | 0 | 0 | 0 | 0 | 0 | 0 | 0 | 0 | 0 | 0 | 0 | 0 | 0 | 0 | 0 | 0 | 0 | 0 | 0 | 0 | 0 | 0 | 0 | 0 | 0 | 0 | 0 | 0 | 0 | 0 | 0 | 0 | 0 | 0 | 0 | 0 | 0 | 0 | 0 | 0 | 0 | 0 | 0 | 0 | 0 | 0 | 0 | 0 | 0 | 0 | 0 | 0 | 0 | 0 | 0 | 0 | 0 | 0 | 0 | 0 | 0 | 0 | 0 | 0 | 0 | 0 | 0 | 0 | 0 | 0 | 0 | 0 | 0 | 0 | 0 | 0 | 0 | 0 | 0 | 0 | 0 | 0 | 0 | 0 | 0 | 0 | 0 | 0 | 0 | 0 | 0 | 0 | 0 | 0 | 0 | 0 | 0 | 0 | 0 | 0 | 0 | 0 | 0 | 0 | 0 | 0 | 0 | 0 | 0 | 0 | 0 | 0 | 0 | 0 | 0 | 0 | 0 | 0 | 0 | 0 | 0 | 0 | 0 | 0 | 0
[12 empty] | 2014-01-12 | 0 | 0 | 0 | 0 | 0 |  | 0 | 0 | 0 | 0 | 0 | 0 | 0 | 0 | 0 | 0 | 0 | 0 | 0 |  | 0 | 0 | 0 | 0 | 0 |  | 0 | 0 | 0 | 0 | 0 | 0 | 0 | 0 |  | 0 |  |  |  |  | 0 | 0 | 0 | 0 | 0 | 0 | 0 | 0 | 0 | 0 | 0 | 0 |  | 0 | 0 | 0 | 0 | 0 | 0 | 0 | 0 | 0 | 0 | 0 | 0 | 0 | 0 | 0 | 0 | 0 | 0 | 0 | 0 | 0 | 0 | 0 | 0 | 0 | 0 | 0 | 0 | 0 | 0 | 0 | 0 | 0 | 0 | 0 | 0 | 0 | 0 | 0 | 0 | 0 | 0 | 0 | 0 | 0 | 0 | 0 | 0 | 0 | 0 | 0 | 0 | 0 | 0 | 0 | 0 | 0 | 0 | 0 | 0 | 0 | 0 | 0 | 0 | 0 | 0 | 0 | 0 | 0 | 0 | 0 | 0 | 0 | 0 | 0 | 0 | 0 | 0 | 0 | 0 | 0 | 0 | 0 | 0 | 0 | 0 | 0 | 0 | 0 | 0 | 0 | 0 | 0 | 0 | 0 | 0 | 0 | 0 | 0 | 0 | 0 | 0 | 0 | 0 | 0 | 0 | 0 | 0 | 0 | 0 | 0 | 0 | 0 | 0 | 0 | 0 | 0 | 0 | 0 | 0 | 0 | 0 | 0 | 0 | 0 | 0 | 0 | 0 | 0 | 0 | 0 | 0 | 0 | 0 | 0 | 0
[12 empty] | 2014-01-13 | 0 | 0 | 0 | 0 | 0 |  | 0 | 0 | 0 | 0 | 0 | 0 | 0 | 0 | 0 | 0 | 0 | 0 | 0 |  | 0 | 0 | 0 | 0 | 0 |  | 0 | 0 | 0 | 0 | 0 | 0 | 0 | 0 |  | 0 |  |  |  |  | 0 | 0 | 0 | 0 | 0 | 0 | 0 | 0 | 0 | 0 | 0 | 0 |  | 0 | 0 | 0 | 0 | 0 | 0 | 0 | 0 | 0 | 0 | 0 | 0 | 0 | 0 | 0 | 0 | 0 | 0 | 0 | 0 | 0 | 0 | 0 | 0 | 0 | 0 | 0 | 0 | 0 | 0 | 0 | 0 | 0 | 0 | 0 | 0 | 0 | 0 | 0 | 0 | 0 | 0 | 0 | 0 | 0 | 0 | 0 | 0 | 0 | 0 | 0 | 0 | 0 | 0 | 0 | 0 | 0 | 0 | 0 | 0 | 0 | 0 | 0 | 0 | 0 | 0 | 0 | 0 | 0 | 0 | 0 | 0 | 0 | 0 | 0 | 0 | 0 | 0 | 0 | 0 | 0 | 0 | 0 | 0 | 0 | 0 | 0 | 0 | 0 | 0 | 0 | 0 | 0 | 0 | 0 | 0 | 0 | 0 | 0 | 0 | 0 | 0 | 0 | 0 | 0 | 0 | 0 | 0 | 0 | 0 | 0 | 0 | 0 | 0 | 0 | 0 | 0 | 0 | 0 | 0 | 0 | 0 | 0 | 0 | 0 | 0 | 0 | 0 | 0 | 0 | 0 | 0 | 0 | 0 | 0 | 0
[12 empty] | 2014-01-14 | 0 | 0 | 0 | 0 | 0 |  | 0 | 0 | 0 | 0 | 0 | 0 | 0 | 0 | 0 | 0 | 0 | 0 | 0 |  | 0 | 0 | 0 | 0 | 0 |  | 0 | 0 | 0 | 0 | 0 | 0 | 0 | 0 |  | 0 |  |  |  |  | 0 | 0 | 0 | 0 | 0 | 0 | 0 | 0 | 0 | 0 | 0 | 0 |  | 0 | 0 | 0 | 0 | 0 | 0 | 0 | 0 | 0 | 0 | 0 | 0 | 0 | 0 | 0 | 0 | 0 | 0 | 0 | 0 | 0 | 0 | 0 | 0 | 0 | 0 | 0 | 0 | 0 | 0 | 0 | 0 | 0 | 0 | 0 | 0 | 0 | 0 | 0 | 0 | 0 | 0 | 0 | 0 | 0 | 0 | 0 | 0 | 0 | 0 | 0 | 0 | 0 | 0 | 0 | 0 | 0 | 0 | 0 | 0 | 0 | 0 | 0 | 0 | 0 | 0 | 0 | 0 | 0 | 0 | 0 | 0 | 0 | 0 | 0 | 0 | 0 | 0 | 0 | 0 | 0 | 0 | 0 | 0 | 0 | 0 | 0 | 0 | 0 | 0 | 0 | 0 | 0 | 0 | 0 | 0 | 0 | 0 | 0 | 0 | 0 | 0 | 0 | 0 | 0 | 0 | 0 | 0 | 0 | 0 | 0 | 0 | 0 | 0 | 0 | 0 | 0 | 0 | 0 | 0 | 0 | 0 | 0 | 0 | 0 | 0 | 0 | 0 | 0 | 0 | 0 | 0 | 0 | 0 | 0 | 0
[12 empty] | 2014-01-15 | 0 | 0 | 0 | 0 | 0 |  | 0 | 0 | 0 | 0 | 0 | 0 | 0 | 0 | 0 | 0 | 0 | 0 | 0 |  | 0 | 0 | 0 | 0 | 0 |  | 0 | 0 | 0 | 0 | 0 | 0 | 0 | 0 |  | 0 |  |  |  |  | 0 | 0 | 0 | 0 | 0 | 0 | 0 | 0 | 0 | 0 | 0 | 0 |  | 0 | 0 | 0 | 0 | 0 | 0 | 0 | 0 | 0 | 0 | 0 | 0 | 0 | 0 | 0 | 0 | 0 | 0 | 0 | 0 | 0 | 0 | 0 | 0 | 0 | 0 | 0 | 0 | 0 | 0 | 0 | 0 | 0 | 0 | 0 | 0 | 0 | 0 | 0 | 0 | 0 | 0 | 0 | 0 | 0 | 0 | 0 | 0 | 0 | 0 | 0 | 0 | 0 | 0 | 0 | 0 | 0 | 0 | 0 | 0 | 0 | 0 | 0 | 0 | 0 | 0 | 0 | 0 | 0 | 0 | 0 | 0 | 0 | 0 | 0 | 0 | 0 | 0 | 0 | 0 | 0 | 0 | 0 | 0 | 0 | 0 | 0 | 0 | 0 | 0 | 0 | 0 | 0 | 0 | 0 | 0 | 0 | 0 | 0 | 0 | 0 | 0 | 0 | 0 | 0 | 0 | 0 | 0 | 0 | 0 | 0 | 0 | 0 | 0 | 0 | 0 | 0 | 0 | 0 | 0 | 0 | 0 | 0 | 0 | 0 | 0 | 0 | 0 | 0 | 0 | 0 | 0 | 0 | 0 | 0 | 0
[12 empty] | 2014-01-16 | 0 | 0 | 0 | 0 | 0 |  | 0 | 0 | 0 | 0 | 0 | 0 | 0 | 0 | 0 | 0 | 0 | 0 | 0 |  | 0 | 0 | 0 | 0 | 0 |  | 0 | 0 | 0 | 0 | 0 | 0 | 0 | 0 |  | 0 |  |  |  |  | 0 | 0 | 0 | 0 | 0 | 0 | 0 | 0 | 0 | 0 | 0 | 0 |  | 0 | 0 | 0 | 0 | 0 | 0 | 0 | 0 | 0 | 0 | 0 | 0 | 0 | 0 | 0 | 0 | 0 | 0 | 0 | 0 | 0 | 0 | 0 | 0 | 0 | 0 | 0 | 0 | 0 | 0 | 0 | 0 | 0 | 0 | 0 | 0 | 0 | 0 | 0 | 0 | 0 | 0 | 0 | 0 | 0 | 0 | 0 | 0 | 0 | 0 | 0 | 0 | 0 | 0 | 0 | 0 | 0 | 0 | 0 | 0 | 0 | 0 | 0 | 0 | 0 | 0 | 0 | 0 | 0 | 0 | 0 | 0 | 0 | 0 | 0 | 0 | 0 | 0 | 0 | 0 | 0 | 0 | 0 | 0 | 0 | 0 | 0 | 0 | 0 | 0 | 0 | 0 | 0 | 0 | 0 | 0 | 0 | 0 | 0 | 0 | 0 | 0 | 0 | 0 | 0 | 0 | 0 | 0 | 0 | 0 | 0 | 0 | 0 | 0 | 0 | 0 | 0 | 0 | 0 | 0 | 0 | 0 | 0 | 0 | 0 | 0 | 0 | 0 | 0 | 0 | 0 | 0 | 0 | 0 | 0 | 0
[12 empty] | 2014-01-17 | 0 | 0 | 0 | 0 | 0 |  | 0 | 0 | 0 | 0 | 0 | 0 | 0 | 0 | 0 | 0 | 0 | 0 | 0 |  | 0 | 0 | 0 | 0 | 0 |  | 0 | 0 | 0 | 0 | 0 | 0 | 0 | 0 |  | 0 |  |  |  |  | 0 | 0 | 0 | 0 | 0 | 0 | 0 | 0 | 0 | 0 | 0 | 0 |  | 0 | 0 | 0 | 0 | 0 | 0 | 0 | 0 | 0 | 0 | 0 | 0 | 0 | 0 | 0 | 0 | 0 | 0 | 0 | 0 | 0 | 0 | 0 | 0 | 0 | 0 | 0 | 0 | 0 | 0 | 0 | 0 | 0 | 0 | 0 | 0 | 0 | 0 | 0 | 0 | 0 | 0 | 0 | 0 | 0 | 0 | 0 | 0 | 0 | 0 | 0 | 0 | 0 | 0 | 0 | 0 | 0 | 0 | 0 | 0 | 0 | 0 | 0 | 0 | 0 | 0 | 0 | 0 | 0 | 0 | 0 | 0 | 0 | 0 | 0 | 0 | 0 | 0 | 0 | 0 | 0 | 0 | 0 | 0 | 0 | 0 | 0 | 0 | 0 | 0 | 0 | 0 | 0 | 0 | 0 | 0 | 0 | 0 | 0 | 0 | 0 | 0 | 0 | 0 | 0 | 0 | 0 | 0 | 0 | 0 | 0 | 0 | 0 | 0 | 0 | 0 | 0 | 0 | 0 | 0 | 0 | 0 | 0 | 0 | 0 | 0 | 0 | 0 | 0 | 0 | 0 | 0 | 0 | 0 | 0 | 0
[12 empty] | 2014-01-18 | 0 | 0 | 0 | 0 | 0 |  | 0 | 0 | 0 | 0 | 0 | 0 | 0 | 0 | 0 | 0 | 0 | 0 | 0 |  | 0 | 0 | 0 | 0 | 0 |  | 0 | 0 | 0 | 0 | 0 | 0 | 0 | 0 |  | 0 |  |  |  |  | 0 | 0 | 0 | 0 | 0 | 0 | 0 | 0 | 0 | 0 | 0 | 0 |  | 0 | 0 | 0 | 0 | 0 | 0 | 0 | 0 | 0 | 0 | 0 | 0 | 0 | 0 | 0 | 0 | 0 | 0 | 0 | 0 | 0 | 0 | 0 | 0 | 0 | 0 | 0 | 0 | 0 | 0 | 0 | 0 | 0 | 0 | 0 | 0 | 0 | 0 | 0 | 0 | 0 | 0 | 0 | 0 | 0 | 0 | 0 | 0 | 0 | 0 | 0 | 0 | 0 | 0 | 0 | 0 | 0 | 0 | 0 | 0 | 0 | 0 | 0 | 0 | 0 | 0 | 0 | 0 | 0 | 0 | 0 | 0 | 0 | 0 | 0 | 0 | 0 | 0 | 0 | 0 | 0 | 0 | 0 | 0 | 0 | 0 | 0 | 0 | 0 | 0 | 0 | 0 | 0 | 0 | 0 | 0 | 0 | 0 | 0 | 0 | 0 | 0 | 0 | 0 | 0 | 0 | 0 | 0 | 0 | 0 | 0 | 0 | 0 | 0 | 0 | 0 | 0 | 0 | 0 | 0 | 0 | 0 | 0 | 0 | 0 | 0 | 0 | 0 | 0 | 0 | 0 | 0 | 0 | 0 | 0 | 0
[12 empty] | 2014-01-19 | 0 | 0 | 0 | 0 | 0 |  | 0 | 0 | 0 | 0 | 0 | 0 | 0 | 0 | 0 | 0 | 0 | 0 | 0 |  | 0 | 0 | 0 | 0 | 0 |  | 0 | 0 | 0 | 0 | 0 | 0 | 0 | 0 |  | 0 |  |  |  |  | 0 | 0 | 0 | 0 | 0 | 0 | 0 | 0 | 0 | 0 | 0 | 0 |  | 0 | 0 | 0 | 0 | 0 | 0 | 0 | 0 | 0 | 0 | 0 | 0 | 0 | 0 | 0 | 0 | 0 | 0 | 0 | 0 | 0 | 0 | 0 | 0 | 0 | 0 | 0 | 0 | 0 | 0 | 0 | 0 | 0 | 0 | 0 | 0 | 0 | 0 | 0 | 0 | 0 | 0 | 0 | 0 | 0 | 0 | 0 | 0 | 0 | 0 | 0 | 0 | 0 | 0 | 0 | 0 | 0 | 0 | 0 | 0 | 0 | 0 | 0 | 0 | 0 | 0 | 0 | 0 | 0 | 0 | 0 | 0 | 0 | 0 | 0 | 0 | 0 | 0 | 0 | 0 | 0 | 0 | 0 | 0 | 0 | 0 | 0 | 0 | 0 | 0 | 0 | 0 | 0 | 0 | 0 | 0 | 0 | 0 | 0 | 0 | 0 | 0 | 0 | 0 | 0 | 0 | 0 | 0 | 0 | 0 | 0 | 0 | 0 | 0 | 0 | 0 | 0 | 0 | 0 | 0 | 0 | 0 | 0 | 0 | 0 | 0 | 0 | 0 | 0 | 0 | 0 | 0 | 0 | 0 | 0 | 0
[12 empty] | 2014-01-20 | 0 | 0 | 0 | 0 | 0 |  | 0 | 0 | 0 | 0 | 0 | 0 | 0 | 0 | 0 | 0 | 0 | 0 | 0 |  | 0 | 0 | 0 | 0 | 0 |  | 0 | 0 | 0 | 0 | 0 | 0 | 0 | 0 |  | 0 |  |  |  |  | 0 | 0 | 0 | 0 | 0 | 0 | 0 | 0 | 0 | 0 | 0 | 0 |  | 0 | 0 | 0 | 0 | 0 | 0 | 0 | 0 | 0 | 0 | 0 | 0 | 0 | 0 | 0 | 0 | 0 | 0 | 0 | 0 | 0 | 0 | 0 | 0 | 0 | 0 | 0 | 0 | 0 | 0 | 0 | 0 | 0 | 0 | 0 | 0 | 0 | 0 | 0 | 0 | 0 | 0 | 0 | 0 | 0 | 0 | 0 | 0 | 0 | 0 | 0 | 0 | 0 | 0 | 0 | 0 | 0 | 0 | 0 | 0 | 0 | 0 | 0 | 0 | 0 | 0 | 0 | 0 | 0 | 0 | 0 | 0 | 0 | 0 | 0 | 0 | 0 | 0 | 0 | 0 | 0 | 0 | 0 | 0 | 0 | 0 | 0 | 0 | 0 | 0 | 0 | 0 | 0 | 0 | 0 | 0 | 0 | 0 | 0 | 0 | 0 | 0 | 0 | 0 | 0 | 0 | 0 | 0 | 0 | 0 | 0 | 0 | 0 | 0 | 0 | 0 | 0 | 0 | 0 | 0 | 0 | 0 | 0 | 0 | 0 | 0 | 0 | 0 | 0 | 0 | 0 | 0 | 0 | 0 | 0 | 0
[12 empty] | 2014-01-21 | 0 | 0 | 0 | 0 | 0 |  | 0 | 0 | 0 | 0 | 0 | 0 | 0 | 0 | 0 | 0 | 0 | 0 | 0 |  | 0 | 0 | 0 | 0 | 0 |  | 0 | 0 | 0 | 0 | 0 | 0 | 0 | 0 |  | 0 |  |  |  |  | 0 | 0 | 0 | 0 | 0 | 0 | 0 | 0 | 0 | 0 | 0 | 0 |  | 0 | 0 | 0 | 0 | 0 | 0 | 0 | 0 | 0 | 0 | 0 | 0 | 0 | 0 | 0 | 0 | 0 | 0 | 0 | 0 | 0 | 0 | 0 | 0 | 0 | 0 | 0 | 0 | 0 | 0 | 0 | 0 | 0 | 0 | 0 | 0 | 0 | 0 | 0 | 0 | 0 | 0 | 0 | 0 | 0 | 0 | 0 | 0 | 0 | 0 | 0 | 0 | 0 | 0 | 0 | 0 | 0 | 0 | 0 | 0 | 0 | 0 | 0 | 0 | 0 | 0 | 0 | 0 | 0 | 0 | 0 | 0 | 0 | 0 | 0 | 0 | 0 | 0 | 0 | 0 | 0 | 0 | 0 | 0 | 0 | 0 | 0 | 0 | 0 | 0 | 0 | 0 | 0 | 0 | 0 | 0 | 0 | 0 | 0 | 0 | 0 | 0 | 0 | 0 | 0 | 0 | 0 | 0 | 0 | 0 | 0 | 0 | 0 | 0 | 0 | 0 | 0 | 0 | 0 | 0 | 0 | 0 | 0 | 0 | 0 | 0 | 0 | 0 | 0 | 0 | 0 | 0 | 0 | 0 | 0 | 0
[12 empty] | 2014-01-22 | 0 | 0 | 0 | 0 | 0 |  | 0 | 0 | 0 | 0 | 0 | 0 | 0 | 0 | 0 | 0 | 0 | 0 | 0 |  | 0 | 0 | 0 | 0 | 0 |  | 0 | 0 | 0 | 0 | 0 | 0 | 0 | 0 |  | 0 |  |  |  |  | 0 | 0 | 0 | 0 | 0 | 0 | 0 | 0 | 0 | 0 | 0 | 0 |  | 0 | 0 | 0 | 0 | 0 | 0 | 0 | 0 | 0 | 0 | 0 | 0 | 0 | 0 | 0 | 0 | 0 | 0 | 0 | 0 | 0 | 0 | 0 | 0 | 0 | 0 | 0 | 0 | 0 | 0 | 0 | 0 | 0 | 0 | 0 | 0 | 0 | 0 | 0 | 0 | 0 | 0 | 0 | 0 | 0 | 0 | 0 | 0 | 0 | 0 | 0 | 0 | 0 | 0 | 0 | 0 | 0 | 0 | 0 | 0 | 0 | 0 | 0 | 0 | 0 | 0 | 0 | 0 | 0 | 0 | 0 | 0 | 0 | 0 | 0 | 0 | 0 | 0 | 0 | 0 | 0 | 0 | 0 | 0 | 0 | 0 | 0 | 0 | 0 | 0 | 0 | 0 | 0 | 0 | 0 | 0 | 0 | 0 | 0 | 0 | 0 | 0 | 0 | 0 | 0 | 0 | 0 | 0 | 0 | 0 | 0 | 0 | 0 | 0 | 0 | 0 | 0 | 0 | 0 | 0 | 0 | 0 | 0 | 0 | 0 | 0 | 0 | 0 | 0 | 0 | 0 | 0 | 0 | 0 | 0 | 0
[12 empty] | 2014-01-23 | 0 | 0 | 0 | 0 | 0 |  | 0 | 0 | 0 | 0 | 0 | 0 | 0 | 0 | 0 | 0 | 0 | 0 | 0 |  | 0 | 0 | 0 | 0 | 0 |  | 0 | 0 | 0 | 0 | 0 | 0 | 0 | 0 |  | 0 |  |  |  |  | 0 | 0 | 0 | 0 | 0 | 0 | 0 | 0 | 0 | 0 | 0 | 0 |  | 0 | 0 | 0 | 0 | 0 | 0 | 0 | 0 | 0 | 0 | 0 | 0 | 0 | 0 | 0 | 0 | 0 | 0 | 0 | 0 | 0 | 0 | 0 | 0 | 0 | 0 | 0 | 0 | 0 | 0 | 0 | 0 | 0 | 0 | 0 | 0 | 0 | 0 | 0 | 0 | 0 | 0 | 0 | 0 | 0 | 0 | 0 | 0 | 0 | 0 | 0 | 0 | 0 | 0 | 0 | 0 | 0 | 0 | 0 | 0 | 0 | 0 | 0 | 0 | 0 | 0 | 0 | 0 | 0 | 0 | 0 | 0 | 0 | 0 | 0 | 0 | 0 | 0 | 0 | 0 | 0 | 0 | 0 | 0 | 0 | 0 | 0 | 0 | 0 | 0 | 0 | 0 | 0 | 0 | 0 | 0 | 0 | 0 | 0 | 0 | 0 | 0 | 0 | 0 | 0 | 0 | 0 | 0 | 0 | 0 | 0 | 0 | 0 | 0 | 0 | 0 | 0 | 0 | 0 | 0 | 0 | 0 | 0 | 0 | 0 | 0 | 0 | 0 | 0 | 0 | 0 | 0 | 0 | 0 | 0 | 0
[12 empty] | 2014-01-24 | 0 | 0 | 0 | 0 | 0 |  | 0 | 0 | 0 | 0 | 0 | 0 | 0 | 0 | 0 | 0 | 0 | 0 | 0 |  | 0 | 0 | 0 | 0 | 0 |  | 0 | 0 | 0 | 0 | 0 | 0 | 0 | 0 |  | 0 |  |  |  |  | 0 | 0 | 0 | 0 | 0 | 0 | 0 | 0 | 0 | 0 | 0 | 0 |  | 0 | 0 | 0 | 0 | 0 | 0 | 0 | 0 | 0 | 0 | 0 | 0 | 0 | 0 | 0 | 0 | 0 | 0 | 0 | 0 | 0 | 0 | 0 | 0 | 0 | 0 | 0 | 0 | 0 | 0 | 0 | 0 | 0 | 0 | 0 | 0 | 0 | 0 | 0 | 0 | 0 | 0 | 0 | 0 | 0 | 0 | 0 | 0 | 0 | 0 | 0 | 0 | 0 | 0 | 0 | 0 | 0 | 0 | 0 | 0 | 0 | 0 | 0 | 0 | 0 | 0 | 0 | 0 | 0 | 0 | 0 | 0 | 0 | 0 | 0 | 0 | 0 | 0 | 0 | 0 | 0 | 0 | 0 | 0 | 0 | 0 | 0 | 0 | 0 | 0 | 0 | 0 | 0 | 0 | 0 | 0 | 0 | 0 | 0 | 0 | 0 | 0 | 0 | 0 | 0 | 0 | 0 | 0 | 0 | 0 | 0 | 0 | 0 | 0 | 0 | 0 | 0 | 0 | 0 | 0 | 0 | 0 | 0 | 0 | 0 | 0 | 0 | 0 | 0 | 0 | 0 | 0 | 0 | 0 | 0 | 0
[12 empty] | 2014-01-25 | 0 | 0 | 0 | 0 | 0 |  | 0 | 0 | 0 | 0 | 0 | 0 | 0 | 0 | 0 | 0 | 0 | 0 | 0 |  | 0 | 0 | 0 | 0 | 0 |  | 0 | 0 | 0 | 0 | 0 | 0 | 0 | 0 |  | 0 |  |  |  |  | 0 | 0 | 0 | 0 | 0 | 0 | 0 | 0 | 0 | 0 | 0 | 0 |  | 0 | 0 | 0 | 0 | 0 | 0 | 0 | 0 | 0 | 0 | 0 | 0 | 0 | 0 | 0 | 0 | 0 | 0 | 0 | 0 | 0 | 0 | 0 | 0 | 0 | 0 | 0 | 0 | 0 | 0 | 0 | 0 | 0 | 0 | 0 | 0 | 0 | 0 | 0 | 0 | 0 | 0 | 0 | 0 | 0 | 0 | 0 | 0 | 0 | 0 | 0 | 0 | 0 | 0 | 0 | 0 | 0 | 0 | 0 | 0 | 0 | 0 | 0 | 0 | 0 | 0 | 0 | 0 | 0 | 0 | 0 | 0 | 0 | 0 | 0 | 0 | 0 | 0 | 0 | 0 | 0 | 0 | 0 | 0 | 0 | 0 | 0 | 0 | 0 | 0 | 0 | 0 | 0 | 0 | 0 | 0 | 0 | 0 | 0 | 0 | 0 | 0 | 0 | 0 | 0 | 0 | 0 | 0 | 0 | 0 | 0 | 0 | 0 | 0 | 0 | 0 | 0 | 0 | 0 | 0 | 0 | 0 | 0 | 0 | 0 | 0 | 0 | 0 | 0 | 0 | 0 | 0 | 0 | 0 | 0 | 0
[12 empty] | 2014-01-26 | 0 | 0 | 0 | 0 | 0 |  | 0 | 0 | 0 | 0 | 0 | 0 | 0 | 0 | 0 | 0 | 0 | 0 | 0 |  | 0 | 0 | 0 | 0 | 0 |  | 0 | 0 | 0 | 0 | 0 | 0 | 0 | 0 |  | 0 |  |  |  |  | 0 | 0 | 0 | 0 | 0 | 0 | 0 | 0 | 0 | 0 | 0 | 0 |  | 0 | 0 | 0 | 0 | 0 | 0 | 0 | 0 | 0 | 0 | 0 | 0 | 0 | 0 | 0 | 0 | 0 | 0 | 0 | 0 | 0 | 0 | 0 | 0 | 0 | 0 | 0 | 0 | 0 | 0 | 0 | 0 | 0 | 0 | 0 | 0 | 0 | 0 | 0 | 0 | 0 | 0 | 0 | 0 | 0 | 0 | 0 | 0 | 0 | 0 | 0 | 0 | 0 | 0 | 0 | 0 | 0 | 0 | 0 | 0 | 0 | 0 | 0 | 0 | 0 | 0 | 0 | 0 | 0 | 0 | 0 | 0 | 0 | 0 | 0 | 0 | 0 | 0 | 0 | 0 | 0 | 0 | 0 | 0 | 0 | 0 | 0 | 0 | 0 | 0 | 0 | 0 | 0 | 0 | 0 | 0 | 0 | 0 | 0 | 0 | 0 | 0 | 0 | 0 | 0 | 0 | 0 | 0 | 0 | 0 | 0 | 0 | 0 | 0 | 0 | 0 | 0 | 0 | 0 | 0 | 0 | 0 | 0 | 0 | 0 | 0 | 0 | 0 | 0 | 0 | 0 | 0 | 0 | 0 | 0 | 0
[12 empty] | 2014-01-27 | 0 | 0 | 0 | 0 | 0 |  | 0 | 0 | 0 | 0 | 0 | 0 | 0 | 0 | 0 | 0 | 0 | 0 | 0 |  | 0 | 0 | 0 | 0 | 0 |  | 0 | 0 | 0 | 0 | 0 | 0 | 0 | 0 |  | 0 |  |  |  |  | 0 | 0 | 0 | 0 | 0 | 0 | 0 | 0 | 0 | 0 | 0 | 0 |  | 0 | 0 | 0 | 0 | 0 | 0 | 0 | 0 | 0 | 0 | 0 | 0 | 0 | 0 | 0 | 0 | 0 | 0 | 0 | 0 | 0 | 0 | 0 | 0 | 0 | 0 | 0 | 0 | 0 | 0 | 0 | 0 | 0 | 0 | 0 | 0 | 0 | 0 | 0 | 0 | 0 | 0 | 0 | 0 | 0 | 0 | 0 | 0 | 0 | 0 | 0 | 0 | 0 | 0 | 0 | 0 | 0 | 0 | 0 | 0 | 0 | 0 | 0 | 0 | 0 | 0 | 0 | 0 | 0 | 0 | 0 | 0 | 0 | 0 | 0 | 0 | 0 | 0 | 0 | 0 | 0 | 0 | 0 | 0 | 0 | 0 | 0 | 0 | 0 | 0 | 0 | 0 | 0 | 0 | 0 | 0 | 0 | 0 | 0 | 0 | 0 | 0 | 0 | 0 | 0 | 0 | 0 | 0 | 0 | 0 | 0 | 0 | 0 | 0 | 0 | 0 | 0 | 0 | 0 | 0 | 0 | 0 | 0 | 0 | 0 | 0 | 0 | 0 | 0 | 0 | 0 | 0 | 0 | 0 | 0 | 0
[12 empty] | 2014-01-28 | 0 | 0 | 0 | 0 | 0 |  | 0 | 0 | 0 | 0 | 0 | 0 | 0 | 0 | 0 | 0 | 0 | 0 | 0 |  | 0 | 0 | 0 | 0 | 0 |  | 0 | 0 | 0 | 0 | 0 | 0 | 0 | 0 |  | 0 |  |  |  |  | 0 | 0 | 0 | 0 | 0 | 0 | 0 | 0 | 0 | 0 | 0 | 0 |  | 0 | 0 | 0 | 0 | 0 | 0 | 0 | 0 | 0 | 0 | 0 | 0 | 0 | 0 | 0 | 0 | 0 | 0 | 0 | 0 | 0 | 0 | 0 | 0 | 0 | 0 | 0 | 0 | 0 | 0 | 0 | 0 | 0 | 0 | 0 | 0 | 0 | 0 | 0 | 0 | 0 | 0 | 0 | 0 | 0 | 0 | 0 | 0 | 0 | 0 | 0 | 0 | 0 | 0 | 0 | 0 | 0 | 0 | 0 | 0 | 0 | 0 | 0 | 0 | 0 | 0 | 0 | 0 | 0 | 0 | 0 | 0 | 0 | 0 | 0 | 0 | 0 | 0 | 0 | 0 | 0 | 0 | 0 | 0 | 0 | 0 | 0 | 0 | 0 | 0 | 0 | 0 | 0 | 0 | 0 | 0 | 0 | 0 | 0 | 0 | 0 | 0 | 0 | 0 | 0 | 0 | 0 | 0 | 0 | 0 | 0 | 0 | 0 | 0 | 0 | 0 | 0 | 0 | 0 | 0 | 0 | 0 | 0 | 0 | 0 | 0 | 0 | 0 | 0 | 0 | 0 | 0 | 0 | 0 | 0 | 0
[12 empty] | 2014-01-29 | 0 | 0 | 0 | 0 | 0 |  | 0 | 0 | 0 | 0 | 0 | 0 | 0 | 0 | 0 | 0 | 0 | 0 | 0 |  | 0 | 0 | 0 | 0 | 0 |  | 0 | 0 | 0 | 0 | 0 | 0 | 0 | 0 |  | 0 |  |  |  |  | 0 | 0 | 0 | 0 | 0 | 0 | 0 | 0 | 0 | 0 | 0 | 0 |  | 0 | 0 | 0 | 0 | 0 | 0 | 0 | 0 | 0 | 0 | 0 | 0 | 0 | 0 | 0 | 0 | 0 | 0 | 0 | 0 | 0 | 0 | 0 | 0 | 0 | 0 | 0 | 0 | 0 | 0 | 0 | 0 | 0 | 0 | 0 | 0 | 0 | 0 | 0 | 0 | 0 | 0 | 0 | 0 | 0 | 0 | 0 | 0 | 0 | 0 | 0 | 0 | 0 | 0 | 0 | 0 | 0 | 0 | 0 | 0 | 0 | 0 | 0 | 0 | 0 | 0 | 0 | 0 | 0 | 0 | 0 | 0 | 0 | 0 | 0 | 0 | 0 | 0 | 0 | 0 | 0 | 0 | 0 | 0 | 0 | 0 | 0 | 0 | 0 | 0 | 0 | 0 | 0 | 0 | 0 | 0 | 0 | 0 | 0 | 0 | 0 | 0 | 0 | 0 | 0 | 0 | 0 | 0 | 0 | 0 | 0 | 0 | 0 | 0 | 0 | 0 | 0 | 0 | 0 | 0 | 0 | 0 | 0 | 0 | 0 | 0 | 0 | 0 | 0 | 0 | 0 | 0 | 0 | 0 | 0 | 0
[12 empty] | 2014-01-30 | 0 | 0 | 0 | 0 | 0 |  | 0 | 0 | 0 | 0 | 0 | 0 | 0 | 0 | 0 | 0 | 0 | 0 | 0 |  | 0 | 0 | 0 | 0 | 0 |  | 0 | 0 | 0 | 0 | 0 | 0 | 0 | 0 |  | 0 |  |  |  |  | 0 | 0 | 0 | 0 | 0 | 0 | 0 | 0 | 0 | 0 | 0 | 0 |  | 0 | 0 | 0 | 0 | 0 | 0 | 0 | 0 | 0 | 0 | 0 | 0 | 0 | 0 | 0 | 0 | 0 | 0 | 0 | 0 | 0 | 0 | 0 | 0 | 0 | 0 | 0 | 0 | 0 | 0 | 0 | 0 | 0 | 0 | 0 | 0 | 0 | 0 | 0 | 0 | 0 | 0 | 0 | 0 | 0 | 0 | 0 | 0 | 0 | 0 | 0 | 0 | 0 | 0 | 0 | 0 | 0 | 0 | 0 | 0 | 0 | 0 | 0 | 0 | 0 | 0 | 0 | 0 | 0 | 0 | 0 | 0 | 0 | 0 | 0 | 0 | 0 | 0 | 0 | 0 | 0 | 0 | 0 | 0 | 0 | 0 | 0 | 0 | 0 | 0 | 0 | 0 | 0 | 0 | 0 | 0 | 0 | 0 | 0 | 0 | 0 | 0 | 0 | 0 | 0 | 0 | 0 | 0 | 0 | 0 | 0 | 0 | 0 | 0 | 0 | 0 | 0 | 0 | 0 | 0 | 0 | 0 | 0 | 0 | 0 | 0 | 0 | 0 | 0 | 0 | 0 | 0 | 0 | 0 | 0 | 0
[12 empty] | 2014-01-31 | 0 | 0 | 0 | 0 | 0 |  | 0 | 0 | 0 | 0 | 0 | 0 | 0 | 0 | 0 | 0 | 0 | 0 | 0 |  | 0 | 0 | 0 | 0 | 0 |  | 0 | 0 | 0 | 0 | 0 | 0 | 0 | 0 |  | 0 |  |  |  |  | 0 | 0 | 0 | 0 | 0 | 0 | 0 | 0 | 0 | 0 | 0 | 0 |  | 0 | 0 | 0 | 0 | 0 | 0 | 0 | 0 | 0 | 0 | 0 | 0 | 0 | 0 | 0 | 0 | 0 | 0 | 0 | 0 | 0 | 0 | 0 | 0 | 0 | 0 | 0 | 0 | 0 | 0 | 0 | 0 | 0 | 0 | 0 | 0 | 0 | 0 | 0 | 0 | 0 | 0 | 0 | 0 | 0 | 0 | 0 | 0 | 0 | 0 | 0 | 0 | 0 | 0 | 0 | 0 | 0 | 0 | 0 | 0 | 0 | 0 | 0 | 0 | 0 | 0 | 0 | 0 | 0 | 0 | 0 | 0 | 0 | 0 | 0 | 0 | 0 | 0 | 0 | 0 | 0 | 0 | 0 | 0 | 0 | 0 | 0 | 0 | 0 | 0 | 0 | 0 | 0 | 0 | 0 | 0 | 0 | 0 | 0 | 0 | 0 | 0 | 0 | 0 | 0 | 0 | 0 | 0 | 0 | 0 | 0 | 0 | 0 | 0 | 0 | 0 | 0 | 0 | 0 | 0 | 0 | 0 | 0 | 0 | 0 | 0 | 0 | 0 | 0 | 0 | 0 | 0 | 0 | 0 | 0 | 0
[12 empty] | 2014-02-01 | 0 | 0 | 0 | 0 | 0 |  | 0 | 0 | 0 | 0 | 0 | 0 | 0 | 0 | 0 | 0 | 0 | 0 | 0 |  | 0 | 0 | 0 | 0 | 0 |  | 0 | 0 | 0 | 0 | 0 | 0 | 0 | 0 |  | 0 |  |  |  |  | 0 | 0 | 0 | 0 | 0 | 0 | 0 | 0 | 0 | 0 | 0 | 0 |  | 0 | 0 | 0 | 0 | 0 | 0 | 0 | 0 | 0 | 0 | 0 | 0 | 0 | 0 | 0 | 0 | 0 | 0 | 0 | 0 | 0 | 0 | 0 | 0 | 0 | 0 | 0 | 0 | 0 | 0 | 0 | 0 | 0 | 0 | 0 | 0 | 0 | 0 | 0 | 0 | 0 | 0 | 0 | 0 | 0 | 0 | 0 | 0 | 0 | 0 | 0 | 0 | 0 | 0 | 0 | 0 | 0 | 0 | 0 | 0 | 0 | 0 | 0 | 0 | 0 | 0 | 0 | 0 | 0 | 0 | 0 | 0 | 0 | 0 | 0 | 0 | 0 | 0 | 0 | 0 | 0 | 0 | 0 | 0 | 0 | 0 | 0 | 0 | 0 | 0 | 0 | 0 | 0 | 0 | 0 | 0 | 0 | 0 | 0 | 0 | 0 | 0 | 0 | 0 | 0 | 0 | 0 | 0 | 0 | 0 | 0 | 0 | 0 | 0 | 0 | 0 | 0 | 0 | 0 | 0 | 0 | 0 | 0 | 0 | 0 | 0 | 0 | 0 | 0 | 0 | 0 | 0 | 0 | 0 | 0 | 0
[12 empty] | 2014-02-02 | 0 | 0 | 0 | 0 | 0 |  | 0 | 0 | 0 | 0 | 0 | 0 | 0 | 0 | 0 | 0 | 0 | 0 | 0 |  | 0 | 0 | 0 | 0 | 0 |  | 0 | 0 | 0 | 0 | 0 | 0 | 0 | 0 |  | 0 |  |  |  |  | 0 | 0 | 0 | 0 | 0 | 0 | 0 | 0 | 0 | 0 | 0 | 0 |  | 0 | 0 | 0 | 0 | 0 | 0 | 0 | 0 | 0 | 0 | 0 | 0 | 0 | 0 | 0 | 0 | 0 | 0 | 0 | 0 | 0 | 0 | 0 | 0 | 0 | 0 | 0 | 0 | 0 | 0 | 0 | 0 | 0 | 0 | 0 | 0 | 0 | 0 | 0 | 0 | 0 | 0 | 0 | 0 | 0 | 0 | 0 | 0 | 0 | 0 | 0 | 0 | 0 | 0 | 0 | 0 | 0 | 0 | 0 | 0 | 0 | 0 | 0 | 0 | 0 | 0 | 0 | 0 | 0 | 0 | 0 | 0 | 0 | 0 | 0 | 0 | 0 | 0 | 0 | 0 | 0 | 0 | 0 | 0 | 0 | 0 | 0 | 0 | 0 | 0 | 0 | 0 | 0 | 0 | 0 | 0 | 0 | 0 | 0 | 0 | 0 | 0 | 0 | 0 | 0 | 0 | 0 | 0 | 0 | 0 | 0 | 0 | 0 | 0 | 0 | 0 | 0 | 0 | 0 | 0 | 0 | 0 | 0 | 0 | 0 | 0 | 0 | 0 | 0 | 0 | 0 | 0 | 0 | 0 | 0 | 0
[12 empty] | 2014-02-03 | 0 | 0 | 0 | 0 | 0 |  | 0 | 0 | 0 | 0 | 0 | 0 | 0 | 0 | 0 | 0 | 0 | 0 | 0 |  | 0 | 0 | 0 | 0 | 0 |  | 0 | 0 | 0 | 0 | 0 | 0 | 0 | 0 |  | 0 |  |  |  |  | 0 | 0 | 0 | 0 | 0 | 0 | 0 | 0 | 0 | 0 | 0 | 0 |  | 0 | 0 | 0 | 0 | 0 | 0 | 0 | 0 | 0 | 0 | 0 | 0 | 0 | 0 | 0 | 0 | 0 | 0 | 0 | 0 | 0 | 0 | 0 | 0 | 0 | 0 | 0 | 0 | 0 | 0 | 0 | 0 | 0 | 0 | 0 | 0 | 0 | 0 | 0 | 0 | 0 | 0 | 0 | 0 | 0 | 0 | 0 | 0 | 0 | 0 | 0 | 0 | 0 | 0 | 0 | 0 | 0 | 0 | 0 | 0 | 0 | 0 | 0 | 0 | 0 | 0 | 0 | 0 | 0 | 0 | 0 | 0 | 0 | 0 | 0 | 0 | 0 | 0 | 0 | 0 | 0 | 0 | 0 | 0 | 0 | 0 | 0 | 0 | 0 | 0 | 0 | 0 | 0 | 0 | 0 | 0 | 0 | 0 | 0 | 0 | 0 | 0 | 0 | 0 | 0 | 0 | 0 | 0 | 0 | 0 | 0 | 0 | 0 | 0 | 0 | 0 | 0 | 0 | 0 | 0 | 0 | 0 | 0 | 0 | 0 | 0 | 0 | 0 | 0 | 0 | 0 | 0 | 0 | 0 | 0 | 0
[12 empty] | 2014-02-04 | 0 | 0 | 0 | 0 | 0 |  | 0 | 0 | 0 | 0 | 0 | 0 | 0 | 0 | 0 | 0 | 0 | 0 | 0 |  | 0 | 0 | 0 | 0 | 0 |  | 0 | 0 | 0 | 0 | 0 | 0 | 0 | 0 |  | 0 |  |  |  |  | 0 | 0 | 0 | 0 | 0 | 0 | 0 | 0 | 0 | 0 | 0 | 0 |  | 0 | 0 | 0 | 0 | 0 | 0 | 0 | 0 | 0 | 0 | 0 | 0 | 0 | 0 | 0 | 0 | 0 | 0 | 0 | 0 | 0 | 0 | 0 | 0 | 0 | 0 | 0 | 0 | 0 | 0 | 0 | 0 | 0 | 0 | 0 | 0 | 0 | 0 | 0 | 0 | 0 | 0 | 0 | 0 | 0 | 0 | 0 | 0 | 0 | 0 | 0 | 0 | 0 | 0 | 0 | 0 | 0 | 0 | 0 | 0 | 0 | 0 | 0 | 0 | 0 | 0 | 0 | 0 | 0 | 0 | 0 | 0 | 0 | 0 | 0 | 0 | 0 | 0 | 0 | 0 | 0 | 0 | 0 | 0 | 0 | 0 | 0 | 0 | 0 | 0 | 0 | 0 | 0 | 0 | 0 | 0 | 0 | 0 | 0 | 0 | 0 | 0 | 0 | 0 | 0 | 0 | 0 | 0 | 0 | 0 | 0 | 0 | 0 | 0 | 0 | 0 | 0 | 0 | 0 | 0 | 0 | 0 | 0 | 0 | 0 | 0 | 0 | 0 | 0 | 0 | 0 | 0 | 0 | 0 | 0 | 0
[12 empty] | 2014-02-05 | 0 | 0 | 0 | 0 | 0 |  | 0 | 0 | 0 | 0 | 0 | 0 | 0 | 0 | 0 | 0 | 0 | 0 | 0 |  | 0 | 0 | 0 | 0 | 0 |  | 0 | 0 | 0 | 0 | 0 | 0 | 0 | 0 |  | 0 |  |  |  |  | 0 | 0 | 0 | 0 | 0 | 0 | 0 | 0 | 0 | 0 | 0 | 0 |  | 0 | 0 | 0 | 0 | 0 | 0 | 0 | 0 | 0 | 0 | 0 | 0 | 0 | 0 | 0 | 0 | 0 | 0 | 0 | 0 | 0 | 0 | 0 | 0 | 0 | 0 | 0 | 0 | 0 | 0 | 0 | 0 | 0 | 0 | 0 | 0 | 0 | 0 | 0 | 0 | 0 | 0 | 0 | 0 | 0 | 0 | 0 | 0 | 0 | 0 | 0 | 0 | 0 | 0 | 0 | 0 | 0 | 0 | 0 | 0 | 0 | 0 | 0 | 0 | 0 | 0 | 0 | 0 | 0 | 0 | 0 | 0 | 0 | 0 | 0 | 0 | 0 | 0 | 0 | 0 | 0 | 0 | 0 | 0 | 0 | 0 | 0 | 0 | 0 | 0 | 0 | 0 | 0 | 0 | 0 | 0 | 0 | 0 | 0 | 0 | 0 | 0 | 0 | 0 | 0 | 0 | 0 | 0 | 0 | 0 | 0 | 0 | 0 | 0 | 0 | 0 | 0 | 0 | 0 | 0 | 0 | 0 | 0 | 0 | 0 | 0 | 0 | 0 | 0 | 0 | 0 | 0 | 0 | 0 | 0 | 0
[12 empty] | 2014-02-06 | 0 | 0 | 0 | 0 | 0 |  | 0 | 0 | 0 | 0 | 0 | 0 | 0 | 0 | 0 | 0 | 0 | 0 | 0 |  | 0 | 0 | 0 | 0 | 0 |  | 0 | 0 | 0 | 0 | 0 | 0 | 0 | 0 |  | 0 |  |  |  |  | 0 | 0 | 0 | 0 | 0 | 0 | 0 | 0 | 0 | 0 | 0 | 0 |  | 0 | 0 | 0 | 0 | 0 | 0 | 0 | 0 | 0 | 0 | 0 | 0 | 0 | 0 | 0 | 0 | 0 | 0 | 0 | 0 | 0 | 0 | 0 | 0 | 0 | 0 | 0 | 0 | 0 | 0 | 0 | 0 | 0 | 0 | 0 | 0 | 0 | 0 | 0 | 0 | 0 | 0 | 0 | 0 | 0 | 0 | 0 | 0 | 0 | 0 | 0 | 0 | 0 | 0 | 0 | 0 | 0 | 0 | 0 | 0 | 0 | 0 | 0 | 0 | 0 | 0 | 0 | 0 | 0 | 0 | 0 | 0 | 0 | 0 | 0 | 0 | 0 | 0 | 0 | 0 | 0 | 0 | 0 | 0 | 0 | 0 | 0 | 0 | 0 | 0 | 0 | 0 | 0 | 0 | 0 | 0 | 0 | 0 | 0 | 0 | 0 | 0 | 0 | 0 | 0 | 0 | 0 | 0 | 0 | 0 | 0 | 0 | 0 | 0 | 0 | 0 | 0 | 0 | 0 | 0 | 0 | 0 | 0 | 0 | 0 | 0 | 0 | 0 | 0 | 0 | 0 | 0 | 0 | 0 | 0 | 0
[12 empty] | 2014-02-07 | 0 | 0 | 0 | 0 | 0 |  | 0 | 0 | 0 | 0 | 0 | 0 | 0 | 0 | 0 | 0 | 0 | 0 | 0 |  | 0 | 0 | 0 | 0 | 0 |  | 0 | 0 | 0 | 0 | 0 | 0 | 0 | 0 |  | 0 |  |  |  |  | 0 | 0 | 0 | 0 | 0 | 0 | 0 | 0 | 0 | 0 | 0 | 0 |  | 0 | 0 | 0 | 0 | 0 | 0 | 0 | 0 | 0 | 0 | 0 | 0 | 0 | 0 | 0 | 0 | 0 | 0 | 0 | 0 | 0 | 0 | 0 | 0 | 0 | 0 | 0 | 0 | 0 | 0 | 0 | 0 | 0 | 0 | 0 | 0 | 0 | 0 | 0 | 0 | 0 | 0 | 0 | 0 | 0 | 0 | 0 | 0 | 0 | 0 | 0 | 0 | 0 | 0 | 0 | 0 | 0 | 0 | 0 | 0 | 0 | 0 | 0 | 0 | 0 | 0 | 0 | 0 | 0 | 0 | 0 | 0 | 0 | 0 | 0 | 0 | 0 | 0 | 0 | 0 | 0 | 0 | 0 | 0 | 0 | 0 | 0 | 0 | 0 | 0 | 0 | 0 | 0 | 0 | 0 | 0 | 0 | 0 | 0 | 0 | 0 | 0 | 0 | 0 | 0 | 0 | 0 | 0 | 0 | 0 | 0 | 0 | 0 | 0 | 0 | 0 | 0 | 0 | 0 | 0 | 0 | 0 | 0 | 0 | 0 | 0 | 0 | 0 | 0 | 0 | 0 | 0 | 0 | 0 | 0 | 0
[12 empty] | 2014-02-08 | 0 | 0 | 0 | 0 | 0 |  | 0 | 0 | 0 | 0 | 0 | 0 | 0 | 0 | 0 | 0 | 0 | 0 | 0 |  | 0 | 0 | 0 | 0 | 0 |  | 0 | 0 | 0 | 0 | 0 | 0 | 0 | 0 |  | 0 |  |  |  |  | 0 | 0 | 0 | 0 | 0 | 0 | 0 | 0 | 0 | 0 | 0 | 0 |  | 0 | 0 | 0 | 0 | 0 | 0 | 0 | 0 | 0 | 0 | 0 | 0 | 0 | 0 | 0 | 0 | 0 | 0 | 0 | 0 | 0 | 0 | 0 | 0 | 0 | 0 | 0 | 0 | 0 | 0 | 0 | 0 | 0 | 0 | 0 | 0 | 0 | 0 | 0 | 0 | 0 | 0 | 0 | 0 | 0 | 0 | 0 | 0 | 0 | 0 | 0 | 0 | 0 | 0 | 0 | 0 | 0 | 0 | 0 | 0 | 0 | 0 | 0 | 0 | 0 | 0 | 0 | 0 | 0 | 0 | 0 | 0 | 0 | 0 | 0 | 0 | 0 | 0 | 0 | 0 | 0 | 0 | 0 | 0 | 0 | 0 | 0 | 0 | 0 | 0 | 0 | 0 | 0 | 0 | 0 | 0 | 0 | 0 | 0 | 0 | 0 | 0 | 0 | 0 | 0 | 0 | 0 | 0 | 0 | 0 | 0 | 0 | 0 | 0 | 0 | 0 | 0 | 0 | 0 | 0 | 0 | 0 | 0 | 0 | 0 | 0 | 0 | 0 | 0 | 0 | 0 | 0 | 0 | 0 | 0 | 0
[12 empty] | 2014-02-09 | 0 | 0 | 0 | 0 | 0 |  | 0 | 0 | 0 | 0 | 0 | 0 | 0 | 0 | 0 | 0 | 0 | 0 | 0 |  | 0 | 0 | 0 | 0 | 0 |  | 0 | 0 | 0 | 0 | 0 | 0 | 0 | 0 |  | 0 |  |  |  |  | 0 | 0 | 0 | 0 | 0 | 0 | 0 | 0 | 0 | 0 | 0 | 0 |  | 0 | 0 | 0 | 0 | 0 | 0 | 0 | 0 | 0 | 0 | 0 | 0 | 0 | 0 | 0 | 0 | 0 | 0 | 0 | 0 | 0 | 0 | 0 | 0 | 0 | 0 | 0 | 0 | 0 | 0 | 0 | 0 | 0 | 0 | 0 | 0 | 0 | 0 | 0 | 0 | 0 | 0 | 0 | 0 | 0 | 0 | 0 | 0 | 0 | 0 | 0 | 0 | 0 | 0 | 0 | 0 | 0 | 0 | 0 | 0 | 0 | 0 | 0 | 0 | 0 | 0 | 0 | 0 | 0 | 0 | 0 | 0 | 0 | 0 | 0 | 0 | 0 | 0 | 0 | 0 | 0 | 0 | 0 | 0 | 0 | 0 | 0 | 0 | 0 | 0 | 0 | 0 | 0 | 0 | 0 | 0 | 0 | 0 | 0 | 0 | 0 | 0 | 0 | 0 | 0 | 0 | 0 | 0 | 0 | 0 | 0 | 0 | 0 | 0 | 0 | 0 | 0 | 0 | 0 | 0 | 0 | 0 | 0 | 0 | 0 | 0 | 0 | 0 | 0 | 0 | 0 | 0 | 0 | 0 | 0 | 0
[12 empty] | 2014-02-10 | 0 | 0 | 0 | 0 | 0 |  | 0 | 0 | 0 | 0 | 0 | 0 | 0 | 0 | 0 | 0 | 0 | 0 | 0 |  | 0 | 0 | 0 | 0 | 0 |  | 0 | 0 | 0 | 0 | 0 | 0 | 0 | 0 |  | 0 |  |  |  |  | 0 | 0 | 0 | 0 | 0 | 0 | 0 | 0 | 0 | 0 | 0 | 0 |  | 0 | 0 | 0 | 0 | 0 | 0 | 0 | 0 | 0 | 0 | 0 | 0 | 0 | 0 | 0 | 0 | 0 | 0 | 0 | 0 | 0 | 0 | 0 | 0 | 0 | 0 | 0 | 0 | 0 | 0 | 0 | 0 | 0 | 0 | 0 | 0 | 0 | 0 | 0 | 0 | 0 | 0 | 0 | 0 | 0 | 0 | 0 | 0 | 0 | 0 | 0 | 0 | 0 | 0 | 0 | 0 | 0 | 0 | 0 | 0 | 0 | 0 | 0 | 0 | 0 | 0 | 0 | 0 | 0 | 0 | 0 | 0 | 0 | 0 | 0 | 0 | 0 | 0 | 0 | 0 | 0 | 0 | 0 | 0 | 0 | 0 | 0 | 0 | 0 | 0 | 0 | 0 | 0 | 0 | 0 | 0 | 0 | 0 | 0 | 0 | 0 | 0 | 0 | 0 | 0 | 0 | 0 | 0 | 0 | 0 | 0 | 0 | 0 | 0 | 0 | 0 | 0 | 0 | 0 | 0 | 0 | 0 | 0 | 0 | 0 | 0 | 0 | 0 | 0 | 0 | 0 | 0 | 0 | 0 | 0 | 0
[12 empty] | 2014-02-11 | 0 | 0 | 0 | 0 | 0 |  | 0 | 0 | 0 | 0 | 0 | 0 | 0 | 0 | 0 | 0 | 0 | 0 | 0 |  | 0 | 0 | 0 | 0 | 0 |  | 0 | 0 | 0 | 0 | 0 | 0 | 0 | 0 |  | 0 |  |  |  |  | 0 | 0 | 0 | 0 | 0 | 0 | 0 | 0 | 0 | 0 | 0 | 0 |  | 0 | 0 | 0 | 0 | 0 | 0 | 0 | 0 | 0 | 0 | 0 | 0 | 0 | 0 | 0 | 0 | 0 | 0 | 0 | 0 | 0 | 0 | 0 | 0 | 0 | 0 | 0 | 0 | 0 | 0 | 0 | 0 | 0 | 0 | 0 | 0 | 0 | 0 | 0 | 0 | 0 | 0 | 0 | 0 | 0 | 0 | 0 | 0 | 0 | 0 | 0 | 0 | 0 | 0 | 0 | 0 | 0 | 0 | 0 | 0 | 0 | 0 | 0 | 0 | 0 | 0 | 0 | 0 | 0 | 0 | 0 | 0 | 0 | 0 | 0 | 0 | 0 | 0 | 0 | 0 | 0 | 0 | 0 | 0 | 0 | 0 | 0 | 0 | 0 | 0 | 0 | 0 | 0 | 0 | 0 | 0 | 0 | 0 | 0 | 0 | 0 | 0 | 0 | 0 | 0 | 0 | 0 | 0 | 0 | 0 | 0 | 0 | 0 | 0 | 0 | 0 | 0 | 0 | 0 | 0 | 0 | 0 | 0 | 0 | 0 | 0 | 0 | 0 | 0 | 0 | 0 | 0 | 0 | 0 | 0 | 0
[12 empty] | 2014-02-12 | 0 | 0 | 0 | 0 | 0 |  | 0 | 0 | 0 | 0 | 0 | 0 | 0 | 0 | 0 | 0 | 0 | 0 | 0 |  | 0 | 0 | 0 | 0 | 0 |  | 0 | 0 | 0 | 0 | 0 | 0 | 0 | 0 |  | 0 |  |  |  |  | 0 | 0 | 0 | 0 | 0 | 0 | 0 | 0 | 0 | 0 | 0 | 0 |  | 0 | 0 | 0 | 0 | 0 | 0 | 0 | 0 | 0 | 0 | 0 | 0 | 0 | 0 | 0 | 0 | 0 | 0 | 0 | 0 | 0 | 0 | 0 | 0 | 0 | 0 | 0 | 0 | 0 | 0 | 0 | 0 | 0 | 0 | 0 | 0 | 0 | 0 | 0 | 0 | 0 | 0 | 0 | 0 | 0 | 0 | 0 | 0 | 0 | 0 | 0 | 0 | 0 | 0 | 0 | 0 | 0 | 0 | 0 | 0 | 0 | 0 | 0 | 0 | 0 | 0 | 0 | 0 | 0 | 0 | 0 | 0 | 0 | 0 | 0 | 0 | 0 | 0 | 0 | 0 | 0 | 0 | 0 | 0 | 0 | 0 | 0 | 0 | 0 | 0 | 0 | 0 | 0 | 0 | 0 | 0 | 0 | 0 | 0 | 0 | 0 | 0 | 0 | 0 | 0 | 0 | 0 | 0 | 0 | 0 | 0 | 0 | 0 | 0 | 0 | 0 | 0 | 0 | 0 | 0 | 0 | 0 | 0 | 0 | 0 | 0 | 0 | 0 | 0 | 0 | 0 | 0 | 0 | 0 | 0 | 0
[12 empty] | 2014-02-13 | 0 | 0 | 0 | 0 | 0 |  | 0 | 0 | 0 | 0 | 0 | 0 | 0 | 0 | 0 | 0 | 0 | 0 | 0 |  | 0 | 0 | 0 | 0 | 0 |  | 0 | 0 | 0 | 0 | 0 | 0 | 0 | 0 |  | 0 |  |  |  |  | 0 | 0 | 0 | 0 | 0 | 0 | 0 | 0 | 0 | 0 | 0 | 0 |  | 0 | 0 | 0 | 0 | 0 | 0 | 0 | 0 | 0 | 0 | 0 | 0 | 0 | 0 | 0 | 0 | 0 | 0 | 0 | 0 | 0 | 0 | 0 | 0 | 0 | 0 | 0 | 0 | 0 | 0 | 0 | 0 | 0 | 0 | 0 | 0 | 0 | 0 | 0 | 0 | 0 | 0 | 0 | 0 | 0 | 0 | 0 | 0 | 0 | 0 | 0 | 0 | 0 | 0 | 0 | 0 | 0 | 0 | 0 | 0 | 0 | 0 | 0 | 0 | 0 | 0 | 0 | 0 | 0 | 0 | 0 | 0 | 0 | 0 | 0 | 0 | 0 | 0 | 0 | 0 | 0 | 0 | 0 | 0 | 0 | 0 | 0 | 0 | 0 | 0 | 0 | 0 | 0 | 0 | 0 | 0 | 0 | 0 | 0 | 0 | 0 | 0 | 0 | 0 | 0 | 0 | 0 | 0 | 0 | 0 | 0 | 0 | 0 | 0 | 0 | 0 | 0 | 0 | 0 | 0 | 0 | 0 | 0 | 0 | 0 | 0 | 0 | 0 | 0 | 0 | 0 | 0 | 0 | 0 | 0 | 0
[12 empty] | 2014-02-14 | 0 | 0 | 0 | 0 | 0 |  | 0 | 0 | 0 | 0 | 0 | 0 | 0 | 0 | 0 | 0 | 0 | 0 | 0 |  | 0 | 0 | 0 | 0 | 0 |  | 0 | 0 | 0 | 0 | 0 | 0 | 0 | 0 |  | 0 |  |  |  |  | 0 | 0 | 0 | 0 | 0 | 0 | 0 | 0 | 0 | 0 | 0 | 0 |  | 0 | 0 | 0 | 0 | 0 | 0 | 0 | 0 | 0 | 0 | 0 | 0 | 0 | 0 | 0 | 0 | 0 | 0 | 0 | 0 | 0 | 0 | 0 | 0 | 0 | 0 | 0 | 0 | 0 | 0 | 0 | 0 | 0 | 0 | 0 | 0 | 0 | 0 | 0 | 0 | 0 | 0 | 0 | 0 | 0 | 0 | 0 | 0 | 0 | 0 | 0 | 0 | 0 | 0 | 0 | 0 | 0 | 0 | 0 | 0 | 0 | 0 | 0 | 0 | 0 | 0 | 0 | 0 | 0 | 0 | 0 | 0 | 0 | 0 | 0 | 0 | 0 | 0 | 0 | 0 | 0 | 0 | 0 | 0 | 0 | 0 | 0 | 0 | 0 | 0 | 0 | 0 | 0 | 0 | 0 | 0 | 0 | 0 | 0 | 0 | 0 | 0 | 0 | 0 | 0 | 0 | 0 | 0 | 0 | 0 | 0 | 0 | 0 | 0 | 0 | 0 | 0 | 0 | 0 | 0 | 0 | 0 | 0 | 0 | 0 | 0 | 0 | 0 | 0 | 0 | 0 | 0 | 0 | 0 | 0 | 0
[12 empty] | 2014-02-15 | 0 | 0 | 0 | 0 | 0 |  | 0 | 0 | 0 | 0 | 0 | 0 | 0 | 0 | 0 | 0 | 0 | 0 | 0 |  | 0 | 0 | 0 | 0 | 0 |  | 0 | 0 | 0 | 0 | 0 | 0 | 0 | 0 |  | 0 |  |  |  |  | 0 | 0 | 0 | 0 | 0 | 0 | 0 | 0 | 0 | 0 | 0 | 0 |  | 0 | 0 | 0 | 0 | 0 | 0 | 0 | 0 | 0 | 0 | 0 | 0 | 0 | 0 | 0 | 0 | 0 | 0 | 0 | 0 | 0 | 0 | 0 | 0 | 0 | 0 | 0 | 0 | 0 | 0 | 0 | 0 | 0 | 0 | 0 | 0 | 0 | 0 | 0 | 0 | 0 | 0 | 0 | 0 | 0 | 0 | 0 | 0 | 0 | 0 | 0 | 0 | 0 | 0 | 0 | 0 | 0 | 0 | 0 | 0 | 0 | 0 | 0 | 0 | 0 | 0 | 0 | 0 | 0 | 0 | 0 | 0 | 0 | 0 | 0 | 0 | 0 | 0 | 0 | 0 | 0 | 0 | 0 | 0 | 0 | 0 | 0 | 0 | 0 | 0 | 0 | 0 | 0 | 0 | 0 | 0 | 0 | 0 | 0 | 0 | 0 | 0 | 0 | 0 | 0 | 0 | 0 | 0 | 0 | 0 | 0 | 0 | 0 | 0 | 0 | 0 | 0 | 0 | 0 | 0 | 0 | 0 | 0 | 0 | 0 | 0 | 0 | 0 | 0 | 0 | 0 | 0 | 0 | 0 | 0 | 0
[12 empty] | 2014-02-16 | 0 | 0 | 0 | 0 | 0 |  | 0 | 0 | 0 | 0 | 0 | 0 | 0 | 0 | 0 | 0 | 0 | 0 | 0 |  | 0 | 0 | 0 | 0 | 0 |  | 0 | 0 | 0 | 0 | 0 | 0 | 0 | 0 |  | 0 |  |  |  |  | 0 | 0 | 0 | 0 | 0 | 0 | 0 | 0 | 0 | 0 | 0 | 0 |  | 0 | 0 | 0 | 0 | 0 | 0 | 0 | 0 | 0 | 0 | 0 | 0 | 0 | 0 | 0 | 0 | 0 | 0 | 0 | 0 | 0 | 0 | 0 | 0 | 0 | 0 | 0 | 0 | 0 | 0 | 0 | 0 | 0 | 0 | 0 | 0 | 0 | 0 | 0 | 0 | 0 | 0 | 0 | 0 | 0 | 0 | 0 | 0 | 0 | 0 | 0 | 0 | 0 | 0 | 0 | 0 | 0 | 0 | 0 | 0 | 0 | 0 | 0 | 0 | 0 | 0 | 0 | 0 | 0 | 0 | 0 | 0 | 0 | 0 | 0 | 0 | 0 | 0 | 0 | 0 | 0 | 0 | 0 | 0 | 0 | 0 | 0 | 0 | 0 | 0 | 0 | 0 | 0 | 0 | 0 | 0 | 0 | 0 | 0 | 0 | 0 | 0 | 0 | 0 | 0 | 0 | 0 | 0 | 0 | 0 | 0 | 0 | 0 | 0 | 0 | 0 | 0 | 0 | 0 | 0 | 0 | 0 | 0 | 0 | 0 | 0 | 0 | 0 | 0 | 0 | 0 | 0 | 0 | 0 | 0 | 0
[12 empty] | 2014-02-17 | 0 | 0 | 0 | 0 | 0 |  | 0 | 0 | 0 | 0 | 0 | 0 | 0 | 0 | 0 | 0 | 0 | 0 | 0 |  | 0 | 0 | 0 | 0 | 0 |  | 0 | 0 | 0 | 0 | 0 | 0 | 0 | 0 |  | 0 |  |  |  |  | 0 | 0 | 0 | 0 | 0 | 0 | 0 | 0 | 0 | 0 | 0 | 0 |  | 0 | 0 | 0 | 0 | 0 | 0 | 0 | 0 | 0 | 0 | 0 | 0 | 0 | 0 | 0 | 0 | 0 | 0 | 0 | 0 | 0 | 0 | 0 | 0 | 0 | 0 | 0 | 0 | 0 | 0 | 0 | 0 | 0 | 0 | 0 | 0 | 0 | 0 | 0 | 0 | 0 | 0 | 0 | 0 | 0 | 0 | 0 | 0 | 0 | 0 | 0 | 0 | 0 | 0 | 0 | 0 | 0 | 0 | 0 | 0 | 0 | 0 | 0 | 0 | 0 | 0 | 0 | 0 | 0 | 0 | 0 | 0 | 0 | 0 | 0 | 0 | 0 | 0 | 0 | 0 | 0 | 0 | 0 | 0 | 0 | 0 | 0 | 0 | 0 | 0 | 0 | 0 | 0 | 0 | 0 | 0 | 0 | 0 | 0 | 0 | 0 | 0 | 0 | 0 | 0 | 0 | 0 | 0 | 0 | 0 | 0 | 0 | 0 | 0 | 0 | 0 | 0 | 0 | 0 | 0 | 0 | 0 | 0 | 0 | 0 | 0 | 0 | 0 | 0 | 0 | 0 | 0 | 0 | 0 | 0 | 0
[12 empty] | 2014-02-18 | 0 | 0 | 0 | 0 | 0 |  | 0 | 0 | 0 | 0 | 0 | 0 | 0 | 0 | 0 | 0 | 0 | 0 | 0 |  | 0 | 0 | 0 | 0 | 0 |  | 0 | 0 | 0 | 0 | 0 | 0 | 0 | 0 |  | 0 |  |  |  |  | 0 | 0 | 0 | 0 | 0 | 0 | 0 | 0 | 0 | 0 | 0 | 0 |  | 0 | 0 | 0 | 0 | 0 | 0 | 0 | 0 | 0 | 0 | 0 | 0 | 0 | 0 | 0 | 0 | 0 | 0 | 0 | 0 | 0 | 0 | 0 | 0 | 0 | 0 | 0 | 0 | 0 | 0 | 0 | 0 | 0 | 0 | 0 | 0 | 0 | 0 | 0 | 0 | 0 | 0 | 0 | 0 | 0 | 0 | 0 | 0 | 0 | 0 | 0 | 0 | 0 | 0 | 0 | 0 | 0 | 0 | 0 | 0 | 0 | 0 | 0 | 0 | 0 | 0 | 0 | 0 | 0 | 0 | 0 | 0 | 0 | 0 | 0 | 0 | 0 | 0 | 0 | 0 | 0 | 0 | 0 | 0 | 0 | 0 | 0 | 0 | 0 | 0 | 0 | 0 | 0 | 0 | 0 | 0 | 0 | 0 | 0 | 0 | 0 | 0 | 0 | 0 | 0 | 0 | 0 | 0 | 0 | 0 | 0 | 0 | 0 | 0 | 0 | 0 | 0 | 0 | 0 | 0 | 0 | 0 | 0 | 0 | 0 | 0 | 0 | 0 | 0 | 0 | 0 | 0 | 0 | 0 | 0 | 0
[12 empty] | 2014-02-19 | 0 | 0 | 0 | 0 | 0 |  | 0 | 0 | 0 | 0 | 0 | 0 | 0 | 0 | 0 | 0 | 0 | 0 | 0 |  | 0 | 0 | 0 | 0 | 0 |  | 0 | 0 | 0 | 0 | 0 | 0 | 0 | 0 |  | 0 |  |  |  |  | 0 | 0 | 0 | 0 | 0 | 0 | 0 | 0 | 0 | 0 | 0 | 0 |  | 0 | 0 | 0 | 0 | 0 | 0 | 0 | 0 | 0 | 0 | 0 | 0 | 0 | 0 | 0 | 0 | 0 | 0 | 0 | 0 | 0 | 0 | 0 | 0 | 0 | 0 | 0 | 0 | 0 | 0 | 0 | 0 | 0 | 0 | 0 | 0 | 0 | 0 | 0 | 0 | 0 | 0 | 0 | 0 | 0 | 0 | 0 | 0 | 0 | 0 | 0 | 0 | 0 | 0 | 0 | 0 | 0 | 0 | 0 | 0 | 0 | 0 | 0 | 0 | 0 | 0 | 0 | 0 | 0 | 0 | 0 | 0 | 0 | 0 | 0 | 0 | 0 | 0 | 0 | 0 | 0 | 0 | 0 | 0 | 0 | 0 | 0 | 0 | 0 | 0 | 0 | 0 | 0 | 0 | 0 | 0 | 0 | 0 | 0 | 0 | 0 | 0 | 0 | 0 | 0 | 0 | 0 | 0 | 0 | 0 | 0 | 0 | 0 | 0 | 0 | 0 | 0 | 0 | 0 | 0 | 0 | 0 | 0 | 0 | 0 | 0 | 0 | 0 | 0 | 0 | 0 | 0 | 0 | 0 | 0 | 0
[12 empty] | 2014-02-20 | 0 | 0 | 0 | 0 | 0 |  | 0 | 0 | 0 | 0 | 0 | 0 | 0 | 0 | 0 | 0 | 0 | 0 | 0 |  | 0 | 0 | 0 | 0 | 0 |  | 0 | 0 | 0 | 0 | 0 | 0 | 0 | 0 |  | 0 |  |  |  |  | 0 | 0 | 0 | 0 | 0 | 0 | 0 | 0 | 0 | 0 | 0 | 0 |  | 0 | 0 | 0 | 0 | 0 | 0 | 0 | 0 | 0 | 0 | 0 | 0 | 0 | 0 | 0 | 0 | 0 | 0 | 0 | 0 | 0 | 0 | 0 | 0 | 0 | 0 | 0 | 0 | 0 | 0 | 0 | 0 | 0 | 0 | 0 | 0 | 0 | 0 | 0 | 0 | 0 | 0 | 0 | 0 | 0 | 0 | 0 | 0 | 0 | 0 | 0 | 0 | 0 | 0 | 0 | 0 | 0 | 0 | 0 | 0 | 0 | 0 | 0 | 0 | 0 | 0 | 0 | 0 | 0 | 0 | 0 | 0 | 0 | 0 | 0 | 0 | 0 | 0 | 0 | 0 | 0 | 0 | 0 | 0 | 0 | 0 | 0 | 0 | 0 | 0 | 0 | 0 | 0 | 0 | 0 | 0 | 0 | 0 | 0 | 0 | 0 | 0 | 0 | 0 | 0 | 0 | 0 | 0 | 0 | 0 | 0 | 0 | 0 | 0 | 0 | 0 | 0 | 0 | 0 | 0 | 0 | 0 | 0 | 0 | 0 | 0 | 0 | 0 | 0 | 0 | 0 | 0 | 0 | 0 | 0 | 0
[12 empty] | 2014-02-21 | 0 | 0 | 0 | 0 | 0 |  | 0 | 0 | 0 | 0 | 0 | 0 | 0 | 0 | 0 | 0 | 0 | 0 | 0 |  | 0 | 0 | 0 | 0 | 0 |  | 0 | 0 | 0 | 0 | 0 | 0 | 0 | 0 |  | 0 |  |  |  |  | 0 | 0 | 0 | 0 | 0 | 0 | 0 | 0 | 0 | 0 | 0 | 0 |  | 0 | 0 | 0 | 0 | 0 | 0 | 0 | 0 | 0 | 0 | 0 | 0 | 0 | 0 | 0 | 0 | 0 | 0 | 0 | 0 | 0 | 0 | 0 | 0 | 0 | 0 | 0 | 0 | 0 | 0 | 0 | 0 | 0 | 0 | 0 | 0 | 0 | 0 | 0 | 0 | 0 | 0 | 0 | 0 | 0 | 0 | 0 | 0 | 0 | 0 | 0 | 0 | 0 | 0 | 0 | 0 | 0 | 0 | 0 | 0 | 0 | 0 | 0 | 0 | 0 | 0 | 0 | 0 | 0 | 0 | 0 | 0 | 0 | 0 | 0 | 0 | 0 | 0 | 0 | 0 | 0 | 0 | 0 | 0 | 0 | 0 | 0 | 0 | 0 | 0 | 0 | 0 | 0 | 0 | 0 | 0 | 0 | 0 | 0 | 0 | 0 | 0 | 0 | 0 | 0 | 0 | 0 | 0 | 0 | 0 | 0 | 0 | 0 | 0 | 0 | 0 | 0 | 0 | 0 | 0 | 0 | 0 | 0 | 0 | 0 | 0 | 0 | 0 | 0 | 0 | 0 | 0 | 0 | 0 | 0 | 0
[12 empty] | 2014-02-22 | 0 | 0 | 0 | 0 | 0 |  | 0 | 0 | 0 | 0 | 0 | 0 | 0 | 0 | 0 | 0 | 0 | 0 | 0 |  | 0 | 0 | 0 | 0 | 0 |  | 0 | 0 | 0 | 0 | 0 | 0 | 0 | 0 |  | 0 |  |  |  |  | 0 | 0 | 0 | 0 | 0 | 0 | 0 | 0 | 0 | 0 | 0 | 0 |  | 0 | 0 | 0 | 0 | 0 | 0 | 0 | 0 | 0 | 0 | 0 | 0 | 0 | 0 | 0 | 0 | 0 | 0 | 0 | 0 | 0 | 0 | 0 | 0 | 0 | 0 | 0 | 0 | 0 | 0 | 0 | 0 | 0 | 0 | 0 | 0 | 0 | 0 | 0 | 0 | 0 | 0 | 0 | 0 | 0 | 0 | 0 | 0 | 0 | 0 | 0 | 0 | 0 | 0 | 0 | 0 | 0 | 0 | 0 | 0 | 0 | 0 | 0 | 0 | 0 | 0 | 0 | 0 | 0 | 0 | 0 | 0 | 0 | 0 | 0 | 0 | 0 | 0 | 0 | 0 | 0 | 0 | 0 | 0 | 0 | 0 | 0 | 0 | 0 | 0 | 0 | 0 | 0 | 0 | 0 | 0 | 0 | 0 | 0 | 0 | 0 | 0 | 0 | 0 | 0 | 0 | 0 | 0 | 0 | 0 | 0 | 0 | 0 | 0 | 0 | 0 | 0 | 0 | 0 | 0 | 0 | 0 | 0 | 0 | 0 | 0 | 0 | 0 | 0 | 0 | 0 | 0 | 0 | 0 | 0 | 0
[12 empty] | 2014-02-23 | 0 | 0 | 0 | 0 | 0 |  | 0 | 0 | 0 | 0 | 0 | 0 | 0 | 0 | 0 | 0 | 0 | 0 | 0 |  | 0 | 0 | 0 | 0 | 0 |  | 0 | 0 | 0 | 0 | 0 | 0 | 0 | 0 |  | 0 |  |  |  |  | 0 | 0 | 0 | 0 | 0 | 0 | 0 | 0 | 0 | 0 | 0 | 0 |  | 0 | 0 | 0 | 0 | 0 | 0 | 0 | 0 | 0 | 0 | 0 | 0 | 0 | 0 | 0 | 0 | 0 | 0 | 0 | 0 | 0 | 0 | 0 | 0 | 0 | 0 | 0 | 0 | 0 | 0 | 0 | 0 | 0 | 0 | 0 | 0 | 0 | 0 | 0 | 0 | 0 | 0 | 0 | 0 | 0 | 0 | 0 | 0 | 0 | 0 | 0 | 0 | 0 | 0 | 0 | 0 | 0 | 0 | 0 | 0 | 0 | 0 | 0 | 0 | 0 | 0 | 0 | 0 | 0 | 0 | 0 | 0 | 0 | 0 | 0 | 0 | 0 | 0 | 0 | 0 | 0 | 0 | 0 | 0 | 0 | 0 | 0 | 0 | 0 | 0 | 0 | 0 | 0 | 0 | 0 | 0 | 0 | 0 | 0 | 0 | 0 | 0 | 0 | 0 | 0 | 0 | 0 | 0 | 0 | 0 | 0 | 0 | 0 | 0 | 0 | 0 | 0 | 0 | 0 | 0 | 0 | 0 | 0 | 0 | 0 | 0 | 0 | 0 | 0 | 0 | 0 | 0 | 0 | 0 | 0 | 0
[12 empty] | 2014-02-24 | 0 | 0 | 0 | 0 | 0 |  | 0 | 0 | 0 | 0 | 0 | 0 | 0 | 0 | 0 | 0 | 0 | 0 | 0 |  | 0 | 0 | 0 | 0 | 0 |  | 0 | 0 | 0 | 0 | 0 | 0 | 0 | 0 |  | 0 |  |  |  |  | 0 | 0 | 0 | 0 | 0 | 0 | 0 | 0 | 0 | 0 | 0 | 0 |  | 0 | 0 | 0 | 0 | 0 | 0 | 0 | 0 | 0 | 0 | 0 | 0 | 0 | 0 | 0 | 0 | 0 | 0 | 0 | 0 | 0 | 0 | 0 | 0 | 0 | 0 | 0 | 0 | 0 | 0 | 0 | 0 | 0 | 0 | 0 | 0 | 0 | 0 | 0 | 0 | 0 | 0 | 0 | 0 | 0 | 0 | 0 | 0 | 0 | 0 | 0 | 0 | 0 | 0 | 0 | 0 | 0 | 0 | 0 | 0 | 0 | 0 | 0 | 0 | 0 | 0 | 0 | 0 | 0 | 0 | 0 | 0 | 0 | 0 | 0 | 0 | 0 | 0 | 0 | 0 | 0 | 0 | 0 | 0 | 0 | 0 | 0 | 0 | 0 | 0 | 0 | 0 | 0 | 0 | 0 | 0 | 0 | 0 | 0 | 0 | 0 | 0 | 0 | 0 | 0 | 0 | 0 | 0 | 0 | 0 | 0 | 0 | 0 | 0 | 0 | 0 | 0 | 0 | 0 | 0 | 0 | 0 | 0 | 0 | 0 | 0 | 0 | 0 | 0 | 0 | 0 | 0 | 0 | 0 | 0 | 0
[12 empty] | 2014-02-25 | 0 | 0 | 0 | 0 | 0 |  | 0 | 0 | 0 | 0 | 0 | 0 | 0 | 0 | 0 | 0 | 0 | 0 | 0 |  | 0 | 0 | 0 | 0 | 0 |  | 0 | 0 | 0 | 0 | 0 | 0 | 0 | 0 |  | 0 |  |  |  |  | 0 | 0 | 0 | 0 | 0 | 0 | 0 | 0 | 0 | 0 | 0 | 0 |  | 0 | 0 | 0 | 0 | 0 | 0 | 0 | 0 | 0 | 0 | 0 | 0 | 0 | 0 | 0 | 0 | 0 | 0 | 0 | 0 | 0 | 0 | 0 | 0 | 0 | 0 | 0 | 0 | 0 | 0 | 0 | 0 | 0 | 0 | 0 | 0 | 0 | 0 | 0 | 0 | 0 | 0 | 0 | 0 | 0 | 0 | 0 | 0 | 0 | 0 | 0 | 0 | 0 | 0 | 0 | 0 | 0 | 0 | 0 | 0 | 0 | 0 | 0 | 0 | 0 | 0 | 0 | 0 | 0 | 0 | 0 | 0 | 0 | 0 | 0 | 0 | 0 | 0 | 0 | 0 | 0 | 0 | 0 | 0 | 0 | 0 | 0 | 0 | 0 | 0 | 0 | 0 | 0 | 0 | 0 | 0 | 0 | 0 | 0 | 0 | 0 | 0 | 0 | 0 | 0 | 0 | 0 | 0 | 0 | 0 | 0 | 0 | 0 | 0 | 0 | 0 | 0 | 0 | 0 | 0 | 0 | 0 | 0 | 0 | 0 | 0 | 0 | 0 | 0 | 0 | 0 | 0 | 0 | 0 | 0 | 0
[12 empty] | 2014-02-26 | 0 | 0 | 0 | 0 | 0 |  | 0 | 0 | 0 | 0 | 0 | 0 | 0 | 0 | 0 | 0 | 0 | 0 | 0 |  | 0 | 0 | 0 | 0 | 0 |  | 0 | 0 | 0 | 0 | 0 | 0 | 0 | 0 |  | 0 |  |  |  |  | 0 | 0 | 0 | 0 | 0 | 0 | 0 | 0 | 0 | 0 | 0 | 0 |  | 0 | 0 | 0 | 0 | 0 | 0 | 0 | 0 | 0 | 0 | 0 | 0 | 0 | 0 | 0 | 0 | 0 | 0 | 0 | 0 | 0 | 0 | 0 | 0 | 0 | 0 | 0 | 0 | 0 | 0 | 0 | 0 | 0 | 0 | 0 | 0 | 0 | 0 | 0 | 0 | 0 | 0 | 0 | 0 | 0 | 0 | 0 | 0 | 0 | 0 | 0 | 0 | 0 | 0 | 0 | 0 | 0 | 0 | 0 | 0 | 0 | 0 | 0 | 0 | 0 | 0 | 0 | 0 | 0 | 0 | 0 | 0 | 0 | 0 | 0 | 0 | 0 | 0 | 0 | 0 | 0 | 0 | 0 | 0 | 0 | 0 | 0 | 0 | 0 | 0 | 0 | 0 | 0 | 0 | 0 | 0 | 0 | 0 | 0 | 0 | 0 | 0 | 0 | 0 | 0 | 0 | 0 | 0 | 0 | 0 | 0 | 0 | 0 | 0 | 0 | 0 | 0 | 0 | 0 | 0 | 0 | 0 | 0 | 0 | 0 | 0 | 0 | 0 | 0 | 0 | 0 | 0 | 0 | 0 | 0 | 0
[12 empty] | 2014-02-27 | 0 | 0 | 0 | 0 | 0 |  | 0 | 0 | 0 | 0 | 0 | 0 | 0 | 0 | 0 | 0 | 0 | 0 | 0 |  | 0 | 0 | 0 | 0 | 0 |  | 0 | 0 | 0 | 0 | 0 | 0 | 0 | 0 |  | 0 |  |  |  |  | 0 | 0 | 0 | 0 | 0 | 0 | 0 | 0 | 0 | 0 | 0 | 0 |  | 0 | 0 | 0 | 0 | 0 | 0 | 0 | 0 | 0 | 0 | 0 | 0 | 0 | 0 | 0 | 0 | 0 | 0 | 0 | 0 | 0 | 0 | 0 | 0 | 0 | 0 | 0 | 0 | 0 | 0 | 0 | 0 | 0 | 0 | 0 | 0 | 0 | 0 | 0 | 0 | 0 | 0 | 0 | 0 | 0 | 0 | 0 | 0 | 0 | 0 | 0 | 0 | 0 | 0 | 0 | 0 | 0 | 0 | 0 | 0 | 0 | 0 | 0 | 0 | 0 | 0 | 0 | 0 | 0 | 0 | 0 | 0 | 0 | 0 | 0 | 0 | 0 | 0 | 0 | 0 | 0 | 0 | 0 | 0 | 0 | 0 | 0 | 0 | 0 | 0 | 0 | 0 | 0 | 0 | 0 | 0 | 0 | 0 | 0 | 0 | 0 | 0 | 0 | 0 | 0 | 0 | 0 | 0 | 0 | 0 | 0 | 0 | 0 | 0 | 0 | 0 | 0 | 0 | 0 | 0 | 0 | 0 | 0 | 0 | 0 | 0 | 0 | 0 | 0 | 0 | 0 | 0 | 0 | 0 | 0 | 0
[12 empty] | 2014-02-28 | 0 | 0 | 0 | 0 | 0 |  | 0 | 0 | 0 | 0 | 0 | 0 | 0 | 0 | 0 | 0 | 0 | 0 | 0 |  | 0 | 0 | 0 | 0 | 0 |  | 0 | 0 | 0 | 0 | 0 | 0 | 0 | 0 |  | 0 |  |  |  |  | 0 | 0 | 0 | 0 | 0 | 0 | 0 | 0 | 0 | 0 | 0 | 0 |  | 0 | 0 | 0 | 0 | 0 | 0 | 0 | 0 | 0 | 0 | 0 | 0 | 0 | 0 | 0 | 0 | 0 | 0 | 0 | 0 | 0 | 0 | 0 | 0 | 0 | 0 | 0 | 0 | 0 | 0 | 0 | 0 | 0 | 0 | 0 | 0 | 0 | 0 | 0 | 0 | 0 | 0 | 0 | 0 | 0 | 0 | 0 | 0 | 0 | 0 | 0 | 0 | 0 | 0 | 0 | 0 | 0 | 0 | 0 | 0 | 0 | 0 | 0 | 0 | 0 | 0 | 0 | 0 | 0 | 0 | 0 | 0 | 0 | 0 | 0 | 0 | 0 | 0 | 0 | 0 | 0 | 0 | 0 | 0 | 0 | 0 | 0 | 0 | 0 | 0 | 0 | 0 | 0 | 0 | 0 | 0 | 0 | 0 | 0 | 0 | 0 | 0 | 0 | 0 | 0 | 0 | 0 | 0 | 0 | 0 | 0 | 0 | 0 | 0 | 0 | 0 | 0 | 0 | 0 | 0 | 0 | 0 | 0 | 0 | 0 | 0 | 0 | 0 | 0 | 0 | 0 | 0 | 0 | 0 | 0 | 0
[12 empty] | 2014-03-01 | 0 | 0 | 0 | 0 | 0 |  | 0 | 0 | 0 | 0 | 0 | 0 | 0 | 0 | 0 | 0 | 0 | 0 | 0 |  | 0 | 0 | 0 | 0 | 0 |  | 0 | 0 | 0 | 0 | 0 | 0 | 0 | 0 |  | 0 |  |  |  |  | 0 | 0 | 0 | 0 | 0 | 0 | 0 | 0 | 0 | 0 | 0 | 0 |  | 0 | 0 | 0 | 0 | 0 | 0 | 0 | 0 | 0 | 0 | 0 | 0 | 0 | 0 | 0 | 0 | 0 | 0 | 0 | 0 | 0 | 0 | 0 | 0 | 0 | 0 | 0 | 0 | 0 | 0 | 0 | 0 | 0 | 0 | 0 | 0 | 0 | 0 | 0 | 0 | 0 | 0 | 0 | 0 | 0 | 0 | 0 | 0 | 0 | 0 | 0 | 0 | 0 | 0 | 0 | 0 | 0 | 0 | 0 | 0 | 0 | 0 | 0 | 0 | 0 | 0 | 0 | 0 | 0 | 0 | 0 | 0 | 0 | 0 | 0 | 0 | 0 | 0 | 0 | 0 | 0 | 0 | 0 | 0 | 0 | 0 | 0 | 0 | 0 | 0 | 0 | 0 | 0 | 0 | 0 | 0 | 0 | 0 | 0 | 0 | 0 | 0 | 0 | 0 | 0 | 0 | 0 | 0 | 0 | 0 | 0 | 0 | 0 | 0 | 0 | 0 | 0 | 0 | 0 | 0 | 0 | 0 | 0 | 0 | 0 | 0 | 0 | 0 | 0 | 0 | 0 | 0 | 0 | 0 | 0 | 0
[12 empty] | 2014-03-02 | 0 | 0 | 0 | 0 | 0 |  | 0 | 0 | 0 | 0 | 0 | 0 | 0 | 0 | 0 | 0 | 0 | 0 | 0 |  | 0 | 0 | 0 | 0 | 0 |  | 0 | 0 | 0 | 0 | 0 | 0 | 0 | 0 |  | 0 |  |  |  |  | 0 | 0 | 0 | 0 | 0 | 0 | 0 | 0 | 0 | 0 | 0 | 0 |  | 0 | 0 | 0 | 0 | 0 | 0 | 0 | 0 | 0 | 0 | 0 | 0 | 0 | 0 | 0 | 0 | 0 | 0 | 0 | 0 | 0 | 0 | 0 | 0 | 0 | 0 | 0 | 0 | 0 | 0 | 0 | 0 | 0 | 0 | 0 | 0 | 0 | 0 | 0 | 0 | 0 | 0 | 0 | 0 | 0 | 0 | 0 | 0 | 0 | 0 | 0 | 0 | 0 | 0 | 0 | 0 | 0 | 0 | 0 | 0 | 0 | 0 | 0 | 0 | 0 | 0 | 0 | 0 | 0 | 0 | 0 | 0 | 0 | 0 | 0 | 0 | 0 | 0 | 0 | 0 | 0 | 0 | 0 | 0 | 0 | 0 | 0 | 0 | 0 | 0 | 0 | 0 | 0 | 0 | 0 | 0 | 0 | 0 | 0 | 0 | 0 | 0 | 0 | 0 | 0 | 0 | 0 | 0 | 0 | 0 | 0 | 0 | 0 | 0 | 0 | 0 | 0 | 0 | 0 | 0 | 0 | 0 | 0 | 0 | 0 | 0 | 0 | 0 | 0 | 0 | 0 | 0 | 0 | 0 | 0 | 0
[12 empty] | 2014-03-03 | 0 | 0 | 0 | 0 | 0 |  | 0 | 0 | 0 | 0 | 0 | 0 | 0 | 0 | 0 | 0 | 0 | 0 | 0 |  | 0 | 0 | 0 | 0 | 0 |  | 0 | 0 | 0 | 0 | 0 | 0 | 0 | 0 |  | 0 |  |  |  |  | 0 | 0 | 0 | 0 | 0 | 0 | 0 | 0 | 0 | 0 | 0 | 0 |  | 0 | 0 | 0 | 0 | 0 | 0 | 0 | 0 | 0 | 0 | 0 | 0 | 0 | 0 | 0 | 0 | 0 | 0 | 0 | 0 | 0 | 0 | 0 | 0 | 0 | 0 | 0 | 0 | 0 | 0 | 0 | 0 | 0 | 0 | 0 | 0 | 0 | 0 | 0 | 0 | 0 | 0 | 0 | 0 | 0 | 0 | 0 | 0 | 0 | 0 | 0 | 0 | 0 | 0 | 0 | 0 | 0 | 0 | 0 | 0 | 0 | 0 | 0 | 0 | 0 | 0 | 0 | 0 | 0 | 0 | 0 | 0 | 0 | 0 | 0 | 0 | 0 | 0 | 0 | 0 | 0 | 0 | 0 | 0 | 0 | 0 | 0 | 0 | 0 | 0 | 0 | 0 | 0 | 0 | 0 | 0 | 0 | 0 | 0 | 0 | 0 | 0 | 0 | 0 | 0 | 0 | 0 | 0 | 0 | 0 | 0 | 0 | 0 | 0 | 0 | 0 | 0 | 0 | 0 | 0 | 0 | 0 | 0 | 0 | 0 | 0 | 0 | 0 | 0 | 0 | 0 | 0 | 0 | 0 | 0 | 0
[12 empty] | 2014-03-04 | 0 | 0 | 0 | 0 | 0 |  | 0 | 0 | 0 | 0 | 0 | 0 | 0 | 0 | 0 | 0 | 0 | 0 | 0 |  | 0 | 0 | 0 | 0 | 0 |  | 0 | 0 | 0 | 0 | 0 | 0 | 0 | 0 |  | 0 |  |  |  |  | 0 | 0 | 0 | 0 | 0 | 0 | 0 | 0 | 0 | 0 | 0 | 0 |  | 0 | 0 | 0 | 0 | 0 | 0 | 0 | 0 | 0 | 0 | 0 | 0 | 0 | 0 | 0 | 0 | 0 | 0 | 0 | 0 | 0 | 0 | 0 | 0 | 0 | 0 | 0 | 0 | 0 | 0 | 0 | 0 | 0 | 0 | 0 | 0 | 0 | 0 | 0 | 0 | 0 | 0 | 0 | 0 | 0 | 0 | 0 | 0 | 0 | 0 | 0 | 0 | 0 | 0 | 0 | 0 | 0 | 0 | 0 | 0 | 0 | 0 | 0 | 0 | 0 | 0 | 0 | 0 | 0 | 0 | 0 | 0 | 0 | 0 | 0 | 0 | 0 | 0 | 0 | 0 | 0 | 0 | 0 | 0 | 0 | 0 | 0 | 0 | 0 | 0 | 0 | 0 | 0 | 0 | 0 | 0 | 0 | 0 | 0 | 0 | 0 | 0 | 0 | 0 | 0 | 0 | 0 | 0 | 0 | 0 | 0 | 0 | 0 | 0 | 0 | 0 | 0 | 0 | 0 | 0 | 0 | 0 | 0 | 0 | 0 | 0 | 0 | 0 | 0 | 0 | 0 | 0 | 0 | 0 | 0 | 0
[12 empty] | 2014-03-05 | 0 | 0 | 0 | 0 | 0 |  | 0 | 0 | 0 | 0 | 0 | 0 | 0 | 0 | 0 | 0 | 0 | 0 | 0 |  | 0 | 0 | 0 | 0 | 0 |  | 0 | 0 | 0 | 0 | 0 | 0 | 0 | 0 |  | 0 |  |  |  |  | 0 | 0 | 0 | 0 | 0 | 0 | 0 | 0 | 0 | 0 | 0 | 0 |  | 0 | 0 | 0 | 0 | 0 | 0 | 0 | 0 | 0 | 0 | 0 | 0 | 0 | 0 | 0 | 0 | 0 | 0 | 0 | 0 | 0 | 0 | 0 | 0 | 0 | 0 | 0 | 0 | 0 | 0 | 0 | 0 | 0 | 0 | 0 | 0 | 0 | 0 | 0 | 0 | 0 | 0 | 0 | 0 | 0 | 0 | 0 | 0 | 0 | 0 | 0 | 0 | 0 | 0 | 0 | 0 | 0 | 0 | 0 | 0 | 0 | 0 | 0 | 0 | 0 | 0 | 0 | 0 | 0 | 0 | 0 | 0 | 0 | 0 | 0 | 0 | 0 | 0 | 0 | 0 | 0 | 0 | 0 | 0 | 0 | 0 | 0 | 0 | 0 | 0 | 0 | 0 | 0 | 0 | 0 | 0 | 0 | 0 | 0 | 0 | 0 | 0 | 0 | 0 | 0 | 0 | 0 | 0 | 0 | 0 | 0 | 0 | 0 | 0 | 0 | 0 | 0 | 0 | 0 | 0 | 0 | 0 | 0 | 0 | 0 | 0 | 0 | 0 | 0 | 0 | 0 | 0 | 0 | 0 | 0 | 0
[12 empty] | 2014-03-06 | 0 | 0 | 0 | 0 | 0 |  | 0 | 0 | 0 | 0 | 0 | 0 | 0 | 0 | 0 | 0 | 0 | 0 | 0 |  | 0 | 0 | 0 | 0 | 0 |  | 0 | 0 | 0 | 0 | 0 | 0 | 0 | 0 |  | 0 |  |  |  |  | 0 | 0 | 0 | 0 | 0 | 0 | 0 | 0 | 0 | 0 | 0 | 0 |  | 0 | 0 | 0 | 0 | 0 | 0 | 0 | 0 | 0 | 0 | 0 | 0 | 0 | 0 | 0 | 0 | 0 | 0 | 0 | 0 | 0 | 0 | 0 | 0 | 0 | 0 | 0 | 0 | 0 | 0 | 0 | 0 | 0 | 0 | 0 | 0 | 0 | 0 | 0 | 0 | 0 | 0 | 0 | 0 | 0 | 0 | 0 | 0 | 0 | 0 | 0 | 0 | 0 | 0 | 0 | 0 | 0 | 0 | 0 | 0 | 0 | 0 | 0 | 0 | 0 | 0 | 0 | 0 | 0 | 0 | 0 | 0 | 0 | 0 | 0 | 0 | 0 | 0 | 0 | 0 | 0 | 0 | 0 | 0 | 0 | 0 | 0 | 0 | 0 | 0 | 0 | 0 | 0 | 0 | 0 | 0 | 0 | 0 | 0 | 0 | 0 | 0 | 0 | 0 | 0 | 0 | 0 | 0 | 0 | 0 | 0 | 0 | 0 | 0 | 0 | 0 | 0 | 0 | 0 | 0 | 0 | 0 | 0 | 0 | 0 | 0 | 0 | 0 | 0 | 0 | 0 | 0 | 0 | 0 | 0 | 0
[12 empty] | 2014-03-07 | 0 | 0 | 0 | 0 | 0 |  | 0 | 0 | 0 | 0 | 0 | 0 | 0 | 0 | 0 | 0 | 0 | 0 | 0 |  | 0 | 0 | 0 | 0 | 0 |  | 0 | 0 | 0 | 0 | 0 | 0 | 0 | 0 |  | 0 |  |  |  |  | 0 | 0 | 0 | 0 | 0 | 0 | 0 | 0 | 0 | 0 | 0 | 0 |  | 0 | 0 | 0 | 0 | 0 | 0 | 0 | 0 | 0 | 0 | 0 | 0 | 0 | 0 | 0 | 0 | 0 | 0 | 0 | 0 | 0 | 0 | 0 | 0 | 0 | 0 | 0 | 0 | 0 | 0 | 0 | 0 | 0 | 0 | 0 | 0 | 0 | 0 | 0 | 0 | 0 | 0 | 0 | 0 | 0 | 0 | 0 | 0 | 0 | 0 | 0 | 0 | 0 | 0 | 0 | 0 | 0 | 0 | 0 | 0 | 0 | 0 | 0 | 0 | 0 | 0 | 0 | 0 | 0 | 0 | 0 | 0 | 0 | 0 | 0 | 0 | 0 | 0 | 0 | 0 | 0 | 0 | 0 | 0 | 0 | 0 | 0 | 0 | 0 | 0 | 0 | 0 | 0 | 0 | 0 | 0 | 0 | 0 | 0 | 0 | 0 | 0 | 0 | 0 | 0 | 0 | 0 | 0 | 0 | 0 | 0 | 0 | 0 | 0 | 0 | 0 | 0 | 0 | 0 | 0 | 0 | 0 | 0 | 0 | 0 | 0 | 0 | 0 | 0 | 0 | 0 | 0 | 0 | 0 | 0 | 0
[12 empty] | 2014-03-08 | 0 | 0 | 0 | 0 | 0 |  | 0 | 0 | 0 | 0 | 0 | 0 | 0 | 0 | 0 | 0 | 0 | 0 | 0 |  | 0 | 0 | 0 | 0 | 0 |  | 0 | 0 | 0 | 0 | 0 | 0 | 0 | 0 |  | 0 |  |  |  |  | 0 | 0 | 0 | 0 | 0 | 0 | 0 | 0 | 0 | 0 | 0 | 0 |  | 0 | 0 | 0 | 0 | 0 | 0 | 0 | 0 | 0 | 0 | 0 | 0 | 0 | 0 | 0 | 0 | 0 | 0 | 0 | 0 | 0 | 0 | 0 | 0 | 0 | 0 | 0 | 0 | 0 | 0 | 0 | 0 | 0 | 0 | 0 | 0 | 0 | 0 | 0 | 0 | 0 | 0 | 0 | 0 | 0 | 0 | 0 | 0 | 0 | 0 | 0 | 0 | 0 | 0 | 0 | 0 | 0 | 0 | 0 | 0 | 0 | 0 | 0 | 0 | 0 | 0 | 0 | 0 | 0 | 0 | 0 | 0 | 0 | 0 | 0 | 0 | 0 | 0 | 0 | 0 | 0 | 0 | 0 | 0 | 0 | 0 | 0 | 0 | 0 | 0 | 0 | 0 | 0 | 0 | 0 | 0 | 0 | 0 | 0 | 0 | 0 | 0 | 0 | 0 | 0 | 0 | 0 | 0 | 0 | 0 | 0 | 0 | 0 | 0 | 0 | 0 | 0 | 0 | 0 | 0 | 0 | 0 | 0 | 0 | 0 | 0 | 0 | 0 | 0 | 0 | 0 | 0 | 0 | 0 | 0 | 0
[12 empty] | 2014-03-09 | 0 | 0 | 0 | 0 | 0 |  | 0 | 0 | 0 | 0 | 0 | 0 | 0 | 0 | 0 | 0 | 0 | 0 | 0 |  | 0 | 0 | 0 | 0 | 0 |  | 0 | 0 | 0 | 0 | 0 | 0 | 0 | 0 |  | 0 |  |  |  |  | 0 | 0 | 0 | 0 | 0 | 0 | 0 | 0 | 0 | 0 | 0 | 0 |  | 0 | 0 | 0 | 0 | 0 | 0 | 0 | 0 | 0 | 0 | 0 | 0 | 0 | 0 | 0 | 0 | 0 | 0 | 0 | 0 | 0 | 0 | 0 | 0 | 0 | 0 | 0 | 0 | 0 | 0 | 0 | 0 | 0 | 0 | 0 | 0 | 0 | 0 | 0 | 0 | 0 | 0 | 0 | 0 | 0 | 0 | 0 | 0 | 0 | 0 | 0 | 0 | 0 | 0 | 0 | 0 | 0 | 0 | 0 | 0 | 0 | 0 | 0 | 0 | 0 | 0 | 0 | 0 | 0 | 0 | 0 | 0 | 0 | 0 | 0 | 0 | 0 | 0 | 0 | 0 | 0 | 0 | 0 | 0 | 0 | 0 | 0 | 0 | 0 | 0 | 0 | 0 | 0 | 0 | 0 | 0 | 0 | 0 | 0 | 0 | 0 | 0 | 0 | 0 | 0 | 0 | 0 | 0 | 0 | 0 | 0 | 0 | 0 | 0 | 0 | 0 | 0 | 0 | 0 | 0 | 0 | 0 | 0 | 0 | 0 | 0 | 0 | 0 | 0 | 0 | 0 | 0 | 0 | 0 | 0 | 0
[12 empty] | 2014-03-10 | 0 | 0 | 0 | 0 | 0 |  | 0 | 0 | 0 | 0 | 0 | 0 | 0 | 0 | 0 | 0 | 0 | 0 | 0 |  | 0 | 0 | 0 | 0 | 0 |  | 0 | 0 | 0 | 0 | 0 | 0 | 0 | 0 |  | 0 |  |  |  |  | 0 | 0 | 0 | 0 | 0 | 0 | 0 | 0 | 0 | 0 | 0 | 0 |  | 0 | 0 | 0 | 0 | 0 | 0 | 0 | 0 | 0 | 0 | 0 | 0 | 0 | 0 | 0 | 0 | 0 | 0 | 0 | 0 | 0 | 0 | 0 | 0 | 0 | 0 | 0 | 0 | 0 | 0 | 0 | 0 | 0 | 0 | 0 | 0 | 0 | 0 | 0 | 0 | 0 | 0 | 0 | 0 | 0 | 0 | 0 | 0 | 0 | 0 | 0 | 0 | 0 | 0 | 0 | 0 | 0 | 0 | 0 | 0 | 0 | 0 | 0 | 0 | 0 | 0 | 0 | 0 | 0 | 0 | 0 | 0 | 0 | 0 | 0 | 0 | 0 | 0 | 0 | 0 | 0 | 0 | 0 | 0 | 0 | 0 | 0 | 0 | 0 | 0 | 0 | 0 | 0 | 0 | 0 | 0 | 0 | 0 | 0 | 0 | 0 | 0 | 0 | 0 | 0 | 0 | 0 | 0 | 0 | 0 | 0 | 0 | 0 | 0 | 0 | 0 | 0 | 0 | 0 | 0 | 0 | 0 | 0 | 0 | 0 | 0 | 0 | 0 | 0 | 0 | 0 | 0 | 0 | 0 | 0 | 0
[12 empty] | 2014-03-11 | 0 | 0 | 0 | 0 | 0 |  | 0 | 0 | 0 | 0 | 0 | 0 | 0 | 0 | 0 | 0 | 0 | 0 | 0 |  | 0 | 0 | 0 | 0 | 0 |  | 0 | 0 | 0 | 0 | 0 | 0 | 0 | 0 |  | 0 |  |  |  |  | 0 | 0 | 0 | 0 | 0 | 0 | 0 | 0 | 0 | 0 | 0 | 0 |  | 0 | 0 | 0 | 0 | 0 | 0 | 0 | 0 | 0 | 0 | 0 | 0 | 0 | 0 | 0 | 0 | 0 | 0 | 0 | 0 | 0 | 0 | 0 | 0 | 0 | 0 | 0 | 0 | 0 | 0 | 0 | 0 | 0 | 0 | 0 | 0 | 0 | 0 | 0 | 0 | 0 | 0 | 0 | 0 | 0 | 0 | 0 | 0 | 0 | 0 | 0 | 0 | 0 | 0 | 0 | 0 | 0 | 0 | 0 | 0 | 0 | 0 | 0 | 0 | 0 | 0 | 0 | 0 | 0 | 0 | 0 | 0 | 0 | 0 | 0 | 0 | 0 | 0 | 0 | 0 | 0 | 0 | 0 | 0 | 0 | 0 | 0 | 0 | 0 | 0 | 0 | 0 | 0 | 0 | 0 | 0 | 0 | 0 | 0 | 0 | 0 | 0 | 0 | 0 | 0 | 0 | 0 | 0 | 0 | 0 | 0 | 0 | 0 | 0 | 0 | 0 | 0 | 0 | 0 | 0 | 0 | 0 | 0 | 0 | 0 | 0 | 0 | 0 | 0 | 0 | 0 | 0 | 0 | 0 | 0 | 0
[12 empty] | 2014-03-12 | 0 | 0 | 0 | 0 | 0 |  | 0 | 0 | 0 | 0 | 0 | 0 | 0 | 0 | 0 | 0 | 0 | 0 | 0 |  | 0 | 0 | 0 | 0 | 0 |  | 0 | 0 | 0 | 0 | 0 | 0 | 0 | 0 |  | 0 |  |  |  |  | 0 | 0 | 0 | 0 | 0 | 0 | 0 | 0 | 0 | 0 | 0 | 0 |  | 0 | 0 | 0 | 0 | 0 | 0 | 0 | 0 | 0 | 0 | 0 | 0 | 0 | 0 | 0 | 0 | 0 | 0 | 0 | 0 | 0 | 0 | 0 | 0 | 0 | 0 | 0 | 0 | 0 | 0 | 0 | 0 | 0 | 0 | 0 | 0 | 0 | 0 | 0 | 0 | 0 | 0 | 0 | 0 | 0 | 0 | 0 | 0 | 0 | 0 | 0 | 0 | 0 | 0 | 0 | 0 | 0 | 0 | 0 | 0 | 0 | 0 | 0 | 0 | 0 | 0 | 0 | 0 | 0 | 0 | 0 | 0 | 0 | 0 | 0 | 0 | 0 | 0 | 0 | 0 | 0 | 0 | 0 | 0 | 0 | 0 | 0 | 0 | 0 | 0 | 0 | 0 | 0 | 0 | 0 | 0 | 0 | 0 | 0 | 0 | 0 | 0 | 0 | 0 | 0 | 0 | 0 | 0 | 0 | 0 | 0 | 0 | 0 | 0 | 0 | 0 | 0 | 0 | 0 | 0 | 0 | 0 | 0 | 0 | 0 | 0 | 0 | 0 | 0 | 0 | 0 | 0 | 0 | 0 | 0 | 0
[12 empty] | 2014-03-13 | 0 | 0 | 0 | 0 | 0 |  | 0 | 0 | 0 | 0 | 0 | 0 | 0 | 0 | 0 | 0 | 0 | 0 | 0 |  | 0 | 0 | 0 | 0 | 0 |  | 0 | 0 | 0 | 0 | 0 | 0 | 0 | 0 |  | 0 |  |  |  |  | 0 | 0 | 0 | 0 | 0 | 0 | 0 | 0 | 0 | 0 | 0 | 0 |  | 0 | 0 | 0 | 0 | 0 | 0 | 0 | 0 | 0 | 0 | 0 | 0 | 0 | 0 | 0 | 0 | 0 | 0 | 0 | 0 | 0 | 0 | 0 | 0 | 0 | 0 | 0 | 0 | 0 | 0 | 0 | 0 | 0 | 0 | 0 | 0 | 0 | 0 | 0 | 0 | 0 | 0 | 0 | 0 | 0 | 0 | 0 | 0 | 0 | 0 | 0 | 0 | 0 | 0 | 0 | 0 | 0 | 0 | 0 | 0 | 0 | 0 | 0 | 0 | 0 | 0 | 0 | 0 | 0 | 0 | 0 | 0 | 0 | 0 | 0 | 0 | 0 | 0 | 0 | 0 | 0 | 0 | 0 | 0 | 0 | 0 | 0 | 0 | 0 | 0 | 0 | 0 | 0 | 0 | 0 | 0 | 0 | 0 | 0 | 0 | 0 | 0 | 0 | 0 | 0 | 0 | 0 | 0 | 0 | 0 | 0 | 0 | 0 | 0 | 0 | 0 | 0 | 0 | 0 | 0 | 0 | 0 | 0 | 0 | 0 | 0 | 0 | 0 | 0 | 0 | 0 | 0 | 0 | 0 | 0 | 0
[12 empty] | 2014-03-14 | 0 | 0 | 0 | 0 | 0 |  | 0 | 0 | 0 | 0 | 0 | 0 | 0 | 0 | 0 | 0 | 0 | 0 | 0 |  | 0 | 0 | 0 | 0 | 0 |  | 0 | 0 | 0 | 0 | 0 | 0 | 0 | 0 |  | 0 |  |  |  |  | 0 | 0 | 0 | 0 | 0 | 0 | 0 | 0 | 0 | 0 | 0 | 0 |  | 0 | 0 | 0 | 0 | 0 | 0 | 0 | 0 | 0 | 0 | 0 | 0 | 0 | 0 | 0 | 0 | 0 | 0 | 0 | 0 | 0 | 0 | 0 | 0 | 0 | 0 | 0 | 0 | 0 | 0 | 0 | 0 | 0 | 0 | 0 | 0 | 0 | 0 | 0 | 0 | 0 | 0 | 0 | 0 | 0 | 0 | 0 | 0 | 0 | 0 | 0 | 0 | 0 | 0 | 0 | 0 | 0 | 0 | 0 | 0 | 0 | 0 | 0 | 0 | 0 | 0 | 0 | 0 | 0 | 0 | 0 | 0 | 0 | 0 | 0 | 0 | 0 | 0 | 0 | 0 | 0 | 0 | 0 | 0 | 0 | 0 | 0 | 0 | 0 | 0 | 0 | 0 | 0 | 0 | 0 | 0 | 0 | 0 | 0 | 0 | 0 | 0 | 0 | 0 | 0 | 0 | 0 | 0 | 0 | 0 | 0 | 0 | 0 | 0 | 0 | 0 | 0 | 0 | 0 | 0 | 0 | 0 | 0 | 0 | 0 | 0 | 0 | 0 | 0 | 0 | 0 | 0 | 0 | 0 | 0 | 0
[12 empty] | 2014-03-15 | 0 | 0 | 0 | 0 | 0 |  | 0 | 0 | 0 | 0 | 0 | 0 | 0 | 0 | 0 | 0 | 0 | 0 | 0 |  | 0 | 0 | 0 | 0 | 0 |  | 0 | 0 | 0 | 0 | 0 | 0 | 0 | 0 |  | 0 |  |  |  |  | 0 | 0 | 0 | 0 | 0 | 0 | 0 | 0 | 0 | 0 | 0 | 0 |  | 0 | 0 | 0 | 0 | 0 | 0 | 0 | 0 | 0 | 0 | 0 | 0 | 0 | 0 | 0 | 0 | 0 | 0 | 0 | 0 | 0 | 0 | 0 | 0 | 0 | 0 | 0 | 0 | 0 | 0 | 0 | 0 | 0 | 0 | 0 | 0 | 0 | 0 | 0 | 0 | 0 | 0 | 0 | 0 | 0 | 0 | 0 | 0 | 0 | 0 | 0 | 0 | 0 | 0 | 0 | 0 | 0 | 0 | 0 | 0 | 0 | 0 | 0 | 0 | 0 | 0 | 0 | 0 | 0 | 0 | 0 | 0 | 0 | 0 | 0 | 0 | 0 | 0 | 0 | 0 | 0 | 0 | 0 | 0 | 0 | 0 | 0 | 0 | 0 | 0 | 0 | 0 | 0 | 0 | 0 | 0 | 0 | 0 | 0 | 0 | 0 | 0 | 0 | 0 | 0 | 0 | 0 | 0 | 0 | 0 | 0 | 0 | 0 | 0 | 0 | 0 | 0 | 0 | 0 | 0 | 0 | 0 | 0 | 0 | 0 | 0 | 0 | 0 | 0 | 0 | 0 | 0 | 0 | 0 | 0 | 0
[12 empty] | 2014-03-16 | 0 | 0 | 0 | 0 | 0 |  | 0 | 0 | 0 | 0 | 0 | 0 | 0 | 0 | 0 | 0 | 0 | 0 | 0 |  | 0 | 0 | 0 | 0 | 0 |  | 0 | 0 | 0 | 0 | 0 | 0 | 0 | 0 |  | 0 |  |  |  |  | 0 | 0 | 0 | 0 | 0 | 0 | 0 | 0 | 0 | 0 | 0 | 0 |  | 0 | 0 | 0 | 0 | 0 | 0 | 0 | 0 | 0 | 0 | 0 | 0 | 0 | 0 | 0 | 0 | 0 | 0 | 0 | 0 | 0 | 0 | 0 | 0 | 0 | 0 | 0 | 0 | 0 | 0 | 0 | 0 | 0 | 0 | 0 | 0 | 0 | 0 | 0 | 0 | 0 | 0 | 0 | 0 | 0 | 0 | 0 | 0 | 0 | 0 | 0 | 0 | 0 | 0 | 0 | 0 | 0 | 0 | 0 | 0 | 0 | 0 | 0 | 0 | 0 | 0 | 0 | 0 | 0 | 0 | 0 | 0 | 0 | 0 | 0 | 0 | 0 | 0 | 0 | 0 | 0 | 0 | 0 | 0 | 0 | 0 | 0 | 0 | 0 | 0 | 0 | 0 | 0 | 0 | 0 | 0 | 0 | 0 | 0 | 0 | 0 | 0 | 0 | 0 | 0 | 0 | 0 | 0 | 0 | 0 | 0 | 0 | 0 | 0 | 0 | 0 | 0 | 0 | 0 | 0 | 0 | 0 | 0 | 0 | 0 | 0 | 0 | 0 | 0 | 0 | 0 | 0 | 0 | 0 | 0 | 0
[12 empty] | 2014-03-17 | 0 | 0 | 0 | 0 | 0 |  | 0 | 0 | 0 | 0 | 0 | 0 | 0 | 0 | 0 | 0 | 0 | 0 | 0 |  | 0 | 0 | 0 | 0 | 0 |  | 0 | 0 | 0 | 0 | 0 | 0 | 0 | 0 |  | 0 |  |  |  |  | 0 | 0 | 0 | 0 | 0 | 0 | 0 | 0 | 0 | 0 | 0 | 0 |  | 0 | 0 | 0 | 0 | 0 | 0 | 0 | 0 | 0 | 0 | 0 | 0 | 0 | 0 | 0 | 0 | 0 | 0 | 0 | 0 | 0 | 0 | 0 | 0 | 0 | 0 | 0 | 0 | 0 | 0 | 0 | 0 | 0 | 0 | 0 | 0 | 0 | 0 | 0 | 0 | 0 | 0 | 0 | 0 | 0 | 0 | 0 | 0 | 0 | 0 | 0 | 0 | 0 | 0 | 0 | 0 | 0 | 0 | 0 | 0 | 0 | 0 | 0 | 0 | 0 | 0 | 0 | 0 | 0 | 0 | 0 | 0 | 0 | 0 | 0 | 0 | 0 | 0 | 0 | 0 | 0 | 0 | 0 | 0 | 0 | 0 | 0 | 0 | 0 | 0 | 0 | 0 | 0 | 0 | 0 | 0 | 0 | 0 | 0 | 0 | 0 | 0 | 0 | 0 | 0 | 0 | 0 | 0 | 0 | 0 | 0 | 0 | 0 | 0 | 0 | 0 | 0 | 0 | 0 | 0 | 0 | 0 | 0 | 0 | 0 | 0 | 0 | 0 | 0 | 0 | 0 | 0 | 0 | 0 | 0 | 0
[12 empty] | 2014-03-18 | 0 | 0 | 0 | 0 | 0 |  | 0 | 0 | 0 | 0 | 0 | 0 | 0 | 0 | 0 | 0 | 0 | 0 | 0 |  | 0 | 0 | 0 | 0 | 0 |  | 0 | 0 | 0 | 0 | 0 | 0 | 0 | 0 |  | 0 |  |  |  |  | 0 | 0 | 0 | 0 | 0 | 0 | 0 | 0 | 0 | 0 | 0 | 0 |  | 0 | 0 | 0 | 0 | 0 | 0 | 0 | 0 | 0 | 0 | 0 | 0 | 0 | 0 | 0 | 0 | 0 | 0 | 0 | 0 | 0 | 0 | 0 | 0 | 0 | 0 | 0 | 0 | 0 | 0 | 0 | 0 | 0 | 0 | 0 | 0 | 0 | 0 | 0 | 0 | 0 | 0 | 0 | 0 | 0 | 0 | 0 | 0 | 0 | 0 | 0 | 0 | 0 | 0 | 0 | 0 | 0 | 0 | 0 | 0 | 0 | 0 | 0 | 0 | 0 | 0 | 0 | 0 | 0 | 0 | 0 | 0 | 0 | 0 | 0 | 0 | 0 | 0 | 0 | 0 | 0 | 0 | 0 | 0 | 0 | 0 | 0 | 0 | 0 | 0 | 0 | 0 | 0 | 0 | 0 | 0 | 0 | 0 | 0 | 0 | 0 | 0 | 0 | 0 | 0 | 0 | 0 | 0 | 0 | 0 | 0 | 0 | 0 | 0 | 0 | 0 | 0 | 0 | 0 | 0 | 0 | 0 | 0 | 0 | 0 | 0 | 0 | 0 | 0 | 0 | 0 | 0 | 0 | 0 | 0 | 0
[12 empty] | 2014-03-19 | 0 | 0 | 0 | 0 | 0 |  | 0 | 0 | 0 | 0 | 0 | 0 | 0 | 0 | 0 | 0 | 0 | 0 | 0 |  | 0 | 0 | 0 | 0 | 0 |  | 0 | 0 | 0 | 0 | 0 | 0 | 0 | 0 |  | 0 |  |  |  |  | 0 | 0 | 0 | 0 | 0 | 0 | 0 | 0 | 0 | 0 | 0 | 0 |  | 0 | 0 | 0 | 0 | 0 | 0 | 0 | 0 | 0 | 0 | 0 | 0 | 0 | 0 | 0 | 0 | 0 | 0 | 0 | 0 | 0 | 0 | 0 | 0 | 0 | 0 | 0 | 0 | 0 | 0 | 0 | 0 | 0 | 0 | 0 | 0 | 0 | 0 | 0 | 0 | 0 | 0 | 0 | 0 | 0 | 0 | 0 | 0 | 0 | 0 | 0 | 0 | 0 | 0 | 0 | 0 | 0 | 0 | 0 | 0 | 0 | 0 | 0 | 0 | 0 | 0 | 0 | 0 | 0 | 0 | 0 | 0 | 0 | 0 | 0 | 0 | 0 | 0 | 0 | 0 | 0 | 0 | 0 | 0 | 0 | 0 | 0 | 0 | 0 | 0 | 0 | 0 | 0 | 0 | 0 | 0 | 0 | 0 | 0 | 0 | 0 | 0 | 0 | 0 | 0 | 0 | 0 | 0 | 0 | 0 | 0 | 0 | 0 | 0 | 0 | 0 | 0 | 0 | 0 | 0 | 0 | 0 | 0 | 0 | 0 | 0 | 0 | 0 | 0 | 0 | 0 | 0 | 0 | 0 | 0 | 0
[12 empty] | 2014-03-20 | 0 | 0 | 0 | 0 | 0 |  | 0 | 0 | 0 | 0 | 0 | 0 | 0 | 0 | 0 | 0 | 0 | 0 | 0 |  | 0 | 0 | 0 | 0 | 0 |  | 0 | 0 | 0 | 0 | 0 | 0 | 0 | 0 |  | 0 |  |  |  |  | 0 | 0 | 0 | 0 | 0 | 0 | 0 | 0 | 0 | 0 | 0 | 0 |  | 0 | 0 | 0 | 0 | 0 | 0 | 0 | 0 | 0 | 0 | 0 | 0 | 0 | 0 | 0 | 0 | 0 | 0 | 0 | 0 | 0 | 0 | 0 | 0 | 0 | 0 | 0 | 0 | 0 | 0 | 0 | 0 | 0 | 0 | 0 | 0 | 0 | 0 | 0 | 0 | 0 | 0 | 0 | 0 | 0 | 0 | 0 | 0 | 0 | 0 | 0 | 0 | 0 | 0 | 0 | 0 | 0 | 0 | 0 | 0 | 0 | 0 | 0 | 0 | 0 | 0 | 0 | 0 | 0 | 0 | 0 | 0 | 0 | 0 | 0 | 0 | 0 | 0 | 0 | 0 | 0 | 0 | 0 | 0 | 0 | 0 | 0 | 0 | 0 | 0 | 0 | 0 | 0 | 0 | 0 | 0 | 0 | 0 | 0 | 0 | 0 | 0 | 0 | 0 | 0 | 0 | 0 | 0 | 0 | 0 | 0 | 0 | 0 | 0 | 0 | 0 | 0 | 0 | 0 | 0 | 0 | 0 | 0 | 0 | 0 | 0 | 0 | 0 | 0 | 0 | 0 | 0 | 0 | 0 | 0 | 0
[12 empty] | 2014-03-21 | 0 | 0 | 0 | 0 | 0 |  | 0 | 0 | 0 | 0 | 0 | 0 | 0 | 0 | 0 | 0 | 0 | 0 | 0 |  | 0 | 0 | 0 | 0 | 0 |  | 0 | 0 | 0 | 0 | 0 | 0 | 0 | 0 |  | 0 |  |  |  |  | 0 | 0 | 0 | 0 | 0 | 0 | 0 | 0 | 0 | 0 | 0 | 0 |  | 0 | 0 | 0 | 0 | 0 | 0 | 0 | 0 | 0 | 0 | 0 | 0 | 0 | 0 | 0 | 0 | 0 | 0 | 0 | 0 | 0 | 0 | 0 | 0 | 0 | 0 | 0 | 0 | 0 | 0 | 0 | 0 | 0 | 0 | 0 | 0 | 0 | 0 | 0 | 0 | 0 | 0 | 0 | 0 | 0 | 0 | 0 | 0 | 0 | 0 | 0 | 0 | 0 | 0 | 0 | 0 | 0 | 0 | 0 | 0 | 0 | 0 | 0 | 0 | 0 | 0 | 0 | 0 | 0 | 0 | 0 | 0 | 0 | 0 | 0 | 0 | 0 | 0 | 0 | 0 | 0 | 0 | 0 | 0 | 0 | 0 | 0 | 0 | 0 | 0 | 0 | 0 | 0 | 0 | 0 | 0 | 0 | 0 | 0 | 0 | 0 | 0 | 0 | 0 | 0 | 0 | 0 | 0 | 0 | 0 | 0 | 0 | 0 | 0 | 0 | 0 | 0 | 0 | 0 | 0 | 0 | 0 | 0 | 0 | 0 | 0 | 0 | 0 | 0 | 0 | 0 | 0 | 0 | 0 | 0 | 0
[12 empty] | 2014-03-22 | 0 | 0 | 0 | 0 | 0 |  | 0 | 0 | 0 | 0 | 0 | 0 | 0 | 0 | 0 | 0 | 0 | 0 | 0 |  | 0 | 0 | 0 | 0 | 0 |  | 0 | 0 | 0 | 0 | 0 | 0 | 0 | 0 |  | 0 |  |  |  |  | 0 | 0 | 0 | 0 | 0 | 0 | 0 | 0 | 0 | 0 | 0 | 0 |  | 0 | 0 | 0 | 0 | 0 | 0 | 0 | 0 | 0 | 0 | 0 | 0 | 0 | 0 | 0 | 0 | 0 | 0 | 0 | 0 | 0 | 0 | 0 | 0 | 0 | 0 | 0 | 0 | 0 | 0 | 0 | 0 | 0 | 0 | 0 | 0 | 0 | 0 | 0 | 0 | 0 | 0 | 0 | 0 | 0 | 0 | 0 | 0 | 0 | 0 | 0 | 0 | 0 | 0 | 0 | 0 | 0 | 0 | 0 | 0 | 0 | 0 | 0 | 0 | 0 | 0 | 0 | 0 | 0 | 0 | 0 | 0 | 0 | 0 | 0 | 0 | 0 | 0 | 0 | 0 | 0 | 0 | 0 | 0 | 0 | 0 | 0 | 0 | 0 | 0 | 0 | 0 | 0 | 0 | 0 | 0 | 0 | 0 | 0 | 0 | 0 | 0 | 0 | 0 | 0 | 0 | 0 | 0 | 0 | 0 | 0 | 0 | 0 | 0 | 0 | 0 | 0 | 0 | 0 | 0 | 0 | 0 | 0 | 0 | 0 | 0 | 0 | 0 | 0 | 0 | 0 | 0 | 0 | 0 | 0 | 0
[12 empty] | 2014-03-23 | 0 | 0 | 0 | 0 | 0 |  | 0 | 0 | 0 | 0 | 0 | 0 | 0 | 0 | 0 | 0 | 0 | 0 | 0 |  | 0 | 0 | 0 | 0 | 0 |  | 0 | 0 | 0 | 0 | 0 | 0 | 0 | 0 |  | 0 |  |  |  |  | 0 | 0 | 0 | 0 | 0 | 0 | 0 | 0 | 0 | 0 | 0 | 0 |  | 0 | 0 | 0 | 0 | 0 | 0 | 0 | 0 | 0 | 0 | 0 | 0 | 0 | 0 | 0 | 0 | 0 | 0 | 0 | 0 | 0 | 0 | 0 | 0 | 0 | 0 | 0 | 0 | 0 | 0 | 0 | 0 | 0 | 0 | 0 | 0 | 0 | 0 | 0 | 0 | 0 | 0 | 0 | 0 | 0 | 0 | 0 | 0 | 0 | 0 | 0 | 0 | 0 | 0 | 0 | 0 | 0 | 0 | 0 | 0 | 0 | 0 | 0 | 0 | 0 | 0 | 0 | 0 | 0 | 0 | 0 | 0 | 0 | 0 | 0 | 0 | 0 | 0 | 0 | 0 | 0 | 0 | 0 | 0 | 0 | 0 | 0 | 0 | 0 | 0 | 0 | 0 | 0 | 0 | 0 | 0 | 0 | 0 | 0 | 0 | 0 | 0 | 0 | 0 | 0 | 0 | 0 | 0 | 0 | 0 | 0 | 0 | 0 | 0 | 0 | 0 | 0 | 0 | 0 | 0 | 0 | 0 | 0 | 0 | 0 | 0 | 0 | 0 | 0 | 0 | 0 | 0 | 0 | 0 | 0 | 0
[12 empty] | 2014-03-24 | 0 | 0 | 0 | 0 | 0 |  | 0 | 0 | 0 | 0 | 0 | 0 | 0 | 0 | 0 | 0 | 0 | 0 | 0 |  | 0 | 0 | 0 | 0 | 0 |  | 0 | 0 | 0 | 0 | 0 | 0 | 0 | 0 |  | 0 |  |  |  |  | 0 | 0 | 0 | 0 | 0 | 0 | 0 | 0 | 0 | 0 | 0 | 0 |  | 0 | 0 | 0 | 0 | 0 | 0 | 0 | 0 | 0 | 0 | 0 | 0 | 0 | 0 | 0 | 0 | 0 | 0 | 0 | 0 | 0 | 0 | 0 | 0 | 0 | 0 | 0 | 0 | 0 | 0 | 0 | 0 | 0 | 0 | 0 | 0 | 0 | 0 | 0 | 0 | 0 | 0 | 0 | 0 | 0 | 0 | 0 | 0 | 0 | 0 | 0 | 0 | 0 | 0 | 0 | 0 | 0 | 0 | 0 | 0 | 0 | 0 | 0 | 0 | 0 | 0 | 0 | 0 | 0 | 0 | 0 | 0 | 0 | 0 | 0 | 0 | 0 | 0 | 0 | 0 | 0 | 0 | 0 | 0 | 0 | 0 | 0 | 0 | 0 | 0 | 0 | 0 | 0 | 0 | 0 | 0 | 0 | 0 | 0 | 0 | 0 | 0 | 0 | 0 | 0 | 0 | 0 | 0 | 0 | 0 | 0 | 0 | 0 | 0 | 0 | 0 | 0 | 0 | 0 | 0 | 0 | 0 | 0 | 0 | 0 | 0 | 0 | 0 | 0 | 0 | 0 | 0 | 0 | 0 | 0 | 0
[12 empty] | 2014-03-25 | 0 | 0 | 0 | 0 | 0 |  | 0 | 0 | 0 | 0 | 0 | 0 | 0 | 0 | 0 | 0 | 0 | 0 | 0 |  | 0 | 0 | 0 | 0 | 0 |  | 0 | 0 | 0 | 0 | 0 | 0 | 0 | 0 |  | 0 |  |  |  |  | 0 | 0 | 0 | 0 | 0 | 0 | 0 | 0 | 0 | 0 | 0 | 0 |  | 0 | 0 | 0 | 0 | 0 | 0 | 0 | 0 | 0 | 0 | 0 | 0 | 0 | 0 | 0 | 0 | 0 | 0 | 0 | 0 | 0 | 0 | 0 | 0 | 0 | 0 | 0 | 0 | 0 | 0 | 0 | 0 | 0 | 0 | 0 | 0 | 0 | 0 | 0 | 0 | 0 | 0 | 0 | 0 | 0 | 0 | 0 | 0 | 0 | 0 | 0 | 0 | 0 | 0 | 0 | 0 | 0 | 0 | 0 | 0 | 0 | 0 | 0 | 0 | 0 | 0 | 0 | 0 | 0 | 0 | 0 | 0 | 0 | 0 | 0 | 0 | 0 | 0 | 0 | 0 | 0 | 0 | 0 | 0 | 0 | 0 | 0 | 0 | 0 | 0 | 0 | 0 | 0 | 0 | 0 | 0 | 0 | 0 | 0 | 0 | 0 | 0 | 0 | 0 | 0 | 0 | 0 | 0 | 0 | 0 | 0 | 0 | 0 | 0 | 0 | 0 | 0 | 0 | 0 | 0 | 0 | 0 | 0 | 0 | 0 | 0 | 0 | 0 | 0 | 0 | 0 | 0 | 0 | 0 | 0 | 0
[12 empty] | 2014-03-26 | 0 | 0 | 0 | 0 | 0 |  | 0 | 0 | 0 | 0 | 0 | 0 | 0 | 0 | 0 | 0 | 0 | 0 | 0 |  | 0 | 0 | 0 | 0 | 0 |  | 0 | 0 | 0 | 0 | 0 | 0 | 0 | 0 |  | 0 |  |  |  |  | 0 | 0 | 0 | 0 | 0 | 0 | 0 | 0 | 0 | 0 | 0 | 0 |  | 0 | 0 | 0 | 0 | 0 | 0 | 0 | 0 | 0 | 0 | 0 | 0 | 0 | 0 | 0 | 0 | 0 | 0 | 0 | 0 | 0 | 0 | 0 | 0 | 0 | 0 | 0 | 0 | 0 | 0 | 0 | 0 | 0 | 0 | 0 | 0 | 0 | 0 | 0 | 0 | 0 | 0 | 0 | 0 | 0 | 0 | 0 | 0 | 0 | 0 | 0 | 0 | 0 | 0 | 0 | 0 | 0 | 0 | 0 | 0 | 0 | 0 | 0 | 0 | 0 | 0 | 0 | 0 | 0 | 0 | 0 | 0 | 0 | 0 | 0 | 0 | 0 | 0 | 0 | 0 | 0 | 0 | 0 | 0 | 0 | 0 | 0 | 0 | 0 | 0 | 0 | 0 | 0 | 0 | 0 | 0 | 0 | 0 | 0 | 0 | 0 | 0 | 0 | 0 | 0 | 0 | 0 | 0 | 0 | 0 | 0 | 0 | 0 | 0 | 0 | 0 | 0 | 0 | 0 | 0 | 0 | 0 | 0 | 0 | 0 | 0 | 0 | 0 | 0 | 0 | 0 | 0 | 0 | 0 | 0 | 0
[12 empty] | 2014-03-27 | 0 | 0 | 0 | 0 | 0 |  | 0 | 0 | 0 | 0 | 0 | 0 | 0 | 0 | 0 | 0 | 0 | 0 | 0 |  | 0 | 0 | 0 | 0 | 0 |  | 0 | 0 | 0 | 0 | 0 | 0 | 0 | 0 |  | 0 |  |  |  |  | 0 | 0 | 0 | 0 | 0 | 0 | 0 | 0 | 0 | 0 | 0 | 0 |  | 0 | 0 | 0 | 0 | 0 | 0 | 0 | 0 | 0 | 0 | 0 | 0 | 0 | 0 | 0 | 0 | 0 | 0 | 0 | 0 | 0 | 0 | 0 | 0 | 0 | 0 | 0 | 0 | 0 | 0 | 0 | 0 | 0 | 0 | 0 | 0 | 0 | 0 | 0 | 0 | 0 | 0 | 0 | 0 | 0 | 0 | 0 | 0 | 0 | 0 | 0 | 0 | 0 | 0 | 0 | 0 | 0 | 0 | 0 | 0 | 0 | 0 | 0 | 0 | 0 | 0 | 0 | 0 | 0 | 0 | 0 | 0 | 0 | 0 | 0 | 0 | 0 | 0 | 0 | 0 | 0 | 0 | 0 | 0 | 0 | 0 | 0 | 0 | 0 | 0 | 0 | 0 | 0 | 0 | 0 | 0 | 0 | 0 | 0 | 0 | 0 | 0 | 0 | 0 | 0 | 0 | 0 | 0 | 0 | 0 | 0 | 0 | 0 | 0 | 0 | 0 | 0 | 0 | 0 | 0 | 0 | 0 | 0 | 0 | 0 | 0 | 0 | 0 | 0 | 0 | 0 | 0 | 0 | 0 | 0 | 0
[12 empty] | 2014-03-28 | 0 | 0 | 0 | 0 | 0 |  | 0 | 0 | 0 | 0 | 0 | 0 | 0 | 0 | 0 | 0 | 0 | 0 | 0 |  | 0 | 0 | 0 | 0 | 0 |  | 0 | 0 | 0 | 0 | 0 | 0 | 0 | 0 |  | 0 |  |  |  |  | 0 | 0 | 0 | 0 | 0 | 0 | 0 | 0 | 0 | 0 | 0 | 0 |  | 0 | 0 | 0 | 0 | 0 | 0 | 0 | 0 | 0 | 0 | 0 | 0 | 0 | 0 | 0 | 0 | 0 | 0 | 0 | 0 | 0 | 0 | 0 | 0 | 0 | 0 | 0 | 0 | 0 | 0 | 0 | 0 | 0 | 0 | 0 | 0 | 0 | 0 | 0 | 0 | 0 | 0 | 0 | 0 | 0 | 0 | 0 | 0 | 0 | 0 | 0 | 0 | 0 | 0 | 0 | 0 | 0 | 0 | 0 | 0 | 0 | 0 | 0 | 0 | 0 | 0 | 0 | 0 | 0 | 0 | 0 | 0 | 0 | 0 | 0 | 0 | 0 | 0 | 0 | 0 | 0 | 0 | 0 | 0 | 0 | 0 | 0 | 0 | 0 | 0 | 0 | 0 | 0 | 0 | 0 | 0 | 0 | 0 | 0 | 0 | 0 | 0 | 0 | 0 | 0 | 0 | 0 | 0 | 0 | 0 | 0 | 0 | 0 | 0 | 0 | 0 | 0 | 0 | 0 | 0 | 0 | 0 | 0 | 0 | 0 | 0 | 0 | 0 | 0 | 0 | 0 | 0 | 0 | 0 | 0 | 0
[12 empty] | 2014-03-29 | 0 | 0 | 0 | 0 | 0 |  | 0 | 0 | 0 | 0 | 0 | 0 | 0 | 0 | 0 | 0 | 0 | 0 | 0 |  | 0 | 0 | 0 | 0 | 0 |  | 0 | 0 | 0 | 0 | 0 | 0 | 0 | 0 |  | 0 |  |  |  |  | 0 | 0 | 0 | 0 | 0 | 0 | 0 | 0 | 0 | 0 | 0 | 0 |  | 0 | 0 | 0 | 0 | 0 | 0 | 0 | 0 | 0 | 0 | 0 | 0 | 0 | 0 | 0 | 0 | 0 | 0 | 0 | 0 | 0 | 0 | 0 | 0 | 0 | 0 | 0 | 0 | 0 | 0 | 0 | 0 | 0 | 0 | 0 | 0 | 0 | 0 | 0 | 0 | 0 | 0 | 0 | 0 | 0 | 0 | 0 | 0 | 0 | 0 | 0 | 0 | 0 | 0 | 0 | 0 | 0 | 0 | 0 | 0 | 0 | 0 | 0 | 0 | 0 | 0 | 0 | 0 | 0 | 0 | 0 | 0 | 0 | 0 | 0 | 0 | 0 | 0 | 0 | 0 | 0 | 0 | 0 | 0 | 0 | 0 | 0 | 0 | 0 | 0 | 0 | 0 | 0 | 0 | 0 | 0 | 0 | 0 | 0 | 0 | 0 | 0 | 0 | 0 | 0 | 0 | 0 | 0 | 0 | 0 | 0 | 0 | 0 | 0 | 0 | 0 | 0 | 0 | 0 | 0 | 0 | 0 | 0 | 0 | 0 | 0 | 0 | 0 | 0 | 0 | 0 | 0 | 0 | 0 | 0 | 0
[12 empty] | 2014-03-30 | 0 | 0 | 0 | 0 | 0 |  | 0 | 0 | 0 | 0 | 0 | 0 | 0 | 0 | 0 | 0 | 0 | 0 | 0 |  | 0 | 0 | 0 | 0 | 0 |  | 0 | 0 | 0 | 0 | 0 | 0 | 0 | 0 |  | 0 |  |  |  |  | 0 | 0 | 0 | 0 | 0 | 0 | 0 | 0 | 0 | 0 | 0 | 0 |  | 0 | 0 | 0 | 0 | 0 | 0 | 0 | 0 | 0 | 0 | 0 | 0 | 0 | 0 | 0 | 0 | 0 | 0 | 0 | 0 | 0 | 0 | 0 | 0 | 0 | 0 | 0 | 0 | 0 | 0 | 0 | 0 | 0 | 0 | 0 | 0 | 0 | 0 | 0 | 0 | 0 | 0 | 0 | 0 | 0 | 0 | 0 | 0 | 0 | 0 | 0 | 0 | 0 | 0 | 0 | 0 | 0 | 0 | 0 | 0 | 0 | 0 | 0 | 0 | 0 | 0 | 0 | 0 | 0 | 0 | 0 | 0 | 0 | 0 | 0 | 0 | 0 | 0 | 0 | 0 | 0 | 0 | 0 | 0 | 0 | 0 | 0 | 0 | 0 | 0 | 0 | 0 | 0 | 0 | 0 | 0 | 0 | 0 | 0 | 0 | 0 | 0 | 0 | 0 | 0 | 0 | 0 | 0 | 0 | 0 | 0 | 0 | 0 | 0 | 0 | 0 | 0 | 0 | 0 | 0 | 0 | 0 | 0 | 0 | 0 | 0 | 0 | 0 | 0 | 0 | 0 | 0 | 0 | 0 | 0 | 0
[12 empty] | 2014-03-31 | 0 | 0 | 0 | 0 | 0 |  | 0 | 0 | 0 | 0 | 0 | 0 | 0 | 0 | 0 | 0 | 0 | 0 | 0 |  | 0 | 0 | 0 | 0 | 0 |  | 0 | 0 | 0 | 0 | 0 | 0 | 0 | 0 |  | 0 |  |  |  |  | 0 | 0 | 0 | 0 | 0 | 0 | 0 | 0 | 0 | 0 | 0 | 0 |  | 0 | 0 | 0 | 0 | 0 | 0 | 0 | 0 | 0 | 0 | 0 | 0 | 0 | 0 | 0 | 0 | 0 | 0 | 0 | 0 | 0 | 0 | 0 | 0 | 0 | 0 | 0 | 0 | 0 | 0 | 0 | 0 | 0 | 0 | 0 | 0 | 0 | 0 | 0 | 0 | 0 | 0 | 0 | 0 | 0 | 0 | 0 | 0 | 0 | 0 | 0 | 0 | 0 | 0 | 0 | 0 | 0 | 0 | 0 | 0 | 0 | 0 | 0 | 0 | 0 | 0 | 0 | 0 | 0 | 0 | 0 | 0 | 0 | 0 | 0 | 0 | 0 | 0 | 0 | 0 | 0 | 0 | 0 | 0 | 0 | 0 | 0 | 0 | 0 | 0 | 0 | 0 | 0 | 0 | 0 | 0 | 0 | 0 | 0 | 0 | 0 | 0 | 0 | 0 | 0 | 0 | 0 | 0 | 0 | 0 | 0 | 0 | 0 | 0 | 0 | 0 | 0 | 0 | 0 | 0 | 0 | 0 | 0 | 0 | 0 | 0 | 0 | 0 | 0 | 0 | 0 | 0 | 0 | 0 | 0 | 0
[12 empty] | 2014-04-01 | 0 | 0 | 0 | 0 | 0 |  | 0 | 0 | 0 | 0 | 0 | 0 | 0 | 0 | 0 | 0 | 0 | 0 | 0 |  | 0 | 0 | 0 | 0 | 0 |  | 0 | 0 | 0 | 0 | 0 | 0 | 0 | 0 |  | 0 |  |  |  |  | 0 | 0 | 0 | 0 | 0 | 0 | 0 | 0 | 0 | 0 | 0 | 0 |  | 0 | 0 | 0 | 0 | 0 | 0 | 0 | 0 | 0 | 0 | 0 | 0 | 0 | 0 | 0 | 0 | 0 | 0 | 0 | 0 | 0 | 0 | 0 | 0 | 0 | 0 | 0 | 0 | 0 | 0 | 0 | 0 | 0 | 0 | 0 | 0 | 0 | 0 | 0 | 0 | 0 | 0 | 0 | 0 | 0 | 0 | 0 | 0 | 0 | 0 | 0 | 0 | 0 | 0 | 0 | 0 | 0 | 0 | 0 | 0 | 0 | 0 | 0 | 0 | 0 | 0 | 0 | 0 | 0 | 0 | 0 | 0 | 0 | 0 | 0 | 0 | 0 | 0 | 0 | 0 | 0 | 0 | 0 | 0 | 0 | 0 | 0 | 0 | 0 | 0 | 0 | 0 | 0 | 0 | 0 | 0 | 0 | 0 | 0 | 0 | 0 | 0 | 0 | 0 | 0 | 0 | 0 | 0 | 0 | 0 | 0 | 0 | 0 | 0 | 0 | 0 | 0 | 0 | 0 | 0 | 0 | 0 | 0 | 0 | 0 | 0 | 0 | 0 | 0 | 0 | 0 | 0 | 0 | 0 | 0 | 0
[12 empty] | 2014-04-02 | 0 | 0 | 0 | 0 | 0 |  | 0 | 0 | 0 | 0 | 0 | 0 | 0 | 0 | 0 | 0 | 0 | 0 | 0 |  | 0 | 0 | 0 | 0 | 0 |  | 0 | 0 | 0 | 0 | 0 | 0 | 0 | 0 |  | 0 |  |  |  |  | 0 | 0 | 0 | 0 | 0 | 0 | 0 | 0 | 0 | 0 | 0 | 0 |  | 0 | 0 | 0 | 0 | 0 | 0 | 0 | 0 | 0 | 0 | 0 | 0 | 0 | 0 | 0 | 0 | 0 | 0 | 0 | 0 | 0 | 0 | 0 | 0 | 0 | 0 | 0 | 0 | 0 | 0 | 0 | 0 | 0 | 0 | 0 | 0 | 0 | 0 | 0 | 0 | 0 | 0 | 0 | 0 | 0 | 0 | 0 | 0 | 0 | 0 | 0 | 0 | 0 | 0 | 0 | 0 | 0 | 0 | 0 | 0 | 0 | 0 | 0 | 0 | 0 | 0 | 0 | 0 | 0 | 0 | 0 | 0 | 0 | 0 | 0 | 0 | 0 | 0 | 0 | 0 | 0 | 0 | 0 | 0 | 0 | 0 | 0 | 0 | 0 | 0 | 0 | 0 | 0 | 0 | 0 | 0 | 0 | 0 | 0 | 0 | 0 | 0 | 0 | 0 | 0 | 0 | 0 | 0 | 0 | 0 | 0 | 0 | 0 | 0 | 0 | 0 | 0 | 0 | 0 | 0 | 0 | 0 | 0 | 0 | 0 | 0 | 0 | 0 | 0 | 0 | 0 | 0 | 0 | 0 | 0 | 0
[12 empty] | 2014-04-03 | 0 | 0 | 0 | 0 | 0 |  | 0 | 0 | 0 | 0 | 0 | 0 | 0 | 0 | 0 | 0 | 0 | 0 | 0 |  | 0 | 0 | 0 | 0 | 0 |  | 0 | 0 | 0 | 0 | 0 | 0 | 0 | 0 |  | 0 |  |  |  |  | 0 | 0 | 0 | 0 | 0 | 0 | 0 | 0 | 0 | 0 | 0 | 0 |  | 0 | 0 | 0 | 0 | 0 | 0 | 0 | 0 | 0 | 0 | 0 | 0 | 0 | 0 | 0 | 0 | 0 | 0 | 0 | 0 | 0 | 0 | 0 | 0 | 0 | 0 | 0 | 0 | 0 | 0 | 0 | 0 | 0 | 0 | 0 | 0 | 0 | 0 | 0 | 0 | 0 | 0 | 0 | 0 | 0 | 0 | 0 | 0 | 0 | 0 | 0 | 0 | 0 | 0 | 0 | 0 | 0 | 0 | 0 | 0 | 0 | 0 | 0 | 0 | 0 | 0 | 0 | 0 | 0 | 0 | 0 | 0 | 0 | 0 | 0 | 0 | 0 | 0 | 0 | 0 | 0 | 0 | 0 | 0 | 0 | 0 | 0 | 0 | 0 | 0 | 0 | 0 | 0 | 0 | 0 | 0 | 0 | 0 | 0 | 0 | 0 | 0 | 0 | 0 | 0 | 0 | 0 | 0 | 0 | 0 | 0 | 0 | 0 | 0 | 0 | 0 | 0 | 0 | 0 | 0 | 0 | 0 | 0 | 0 | 0 | 0 | 0 | 0 | 0 | 0 | 0 | 0 | 0 | 0 | 0 | 0
[12 empty] | 2014-04-04 | 0 | 0 | 0 | 0 | 0 |  | 0 | 0 | 0 | 0 | 0 | 0 | 0 | 0 | 0 | 0 | 0 | 0 | 0 |  | 0 | 0 | 0 | 0 | 0 |  | 0 | 0 | 0 | 0 | 0 | 0 | 0 | 0 |  | 0 |  |  |  |  | 0 | 0 | 0 | 0 | 0 | 0 | 0 | 0 | 0 | 0 | 0 | 0 |  | 0 | 0 | 0 | 0 | 0 | 0 | 0 | 0 | 0 | 0 | 0 | 0 | 0 | 0 | 0 | 0 | 0 | 0 | 0 | 0 | 0 | 0 | 0 | 0 | 0 | 0 | 0 | 0 | 0 | 0 | 0 | 0 | 0 | 0 | 0 | 0 | 0 | 0 | 0 | 0 | 0 | 0 | 0 | 0 | 0 | 0 | 0 | 0 | 0 | 0 | 0 | 0 | 0 | 0 | 0 | 0 | 0 | 0 | 0 | 0 | 0 | 0 | 0 | 0 | 0 | 0 | 0 | 0 | 0 | 0 | 0 | 0 | 0 | 0 | 0 | 0 | 0 | 0 | 0 | 0 | 0 | 0 | 0 | 0 | 0 | 0 | 0 | 0 | 0 | 0 | 0 | 0 | 0 | 0 | 0 | 0 | 0 | 0 | 0 | 0 | 0 | 0 | 0 | 0 | 0 | 0 | 0 | 0 | 0 | 0 | 0 | 0 | 0 | 0 | 0 | 0 | 0 | 0 | 0 | 0 | 0 | 0 | 0 | 0 | 0 | 0 | 0 | 0 | 0 | 0 | 0 | 0 | 0 | 0 | 0 | 0
[12 empty] | 2014-04-05 | 0 | 0 | 0 | 0 | 0 |  | 0 | 0 | 0 | 0 | 0 | 0 | 0 | 0 | 0 | 0 | 0 | 0 | 0 |  | 0 | 0 | 0 | 0 | 0 |  | 0 | 0 | 0 | 0 | 0 | 0 | 0 | 0 |  | 0 |  |  |  |  | 0 | 0 | 0 | 0 | 0 | 0 | 0 | 0 | 0 | 0 | 0 | 0 |  | 0 | 0 | 0 | 0 | 0 | 0 | 0 | 0 | 0 | 0 | 0 | 0 | 0 | 0 | 0 | 0 | 0 | 0 | 0 | 0 | 0 | 0 | 0 | 0 | 0 | 0 | 0 | 0 | 0 | 0 | 0 | 0 | 0 | 0 | 0 | 0 | 0 | 0 | 0 | 0 | 0 | 0 | 0 | 0 | 0 | 0 | 0 | 0 | 0 | 0 | 0 | 0 | 0 | 0 | 0 | 0 | 0 | 0 | 0 | 0 | 0 | 0 | 0 | 0 | 0 | 0 | 0 | 0 | 0 | 0 | 0 | 0 | 0 | 0 | 0 | 0 | 0 | 0 | 0 | 0 | 0 | 0 | 0 | 0 | 0 | 0 | 0 | 0 | 0 | 0 | 0 | 0 | 0 | 0 | 0 | 0 | 0 | 0 | 0 | 0 | 0 | 0 | 0 | 0 | 0 | 0 | 0 | 0 | 0 | 0 | 0 | 0 | 0 | 0 | 0 | 0 | 0 | 0 | 0 | 0 | 0 | 0 | 0 | 0 | 0 | 0 | 0 | 0 | 0 | 0 | 0 | 0 | 0 | 0 | 0 | 0
[12 empty] | 2014-04-06 | 0 | 0 | 0 | 0 | 0 |  | 0 | 0 | 0 | 0 | 0 | 0 | 0 | 0 | 0 | 0 | 0 | 0 | 0 |  | 0 | 0 | 0 | 0 | 0 |  | 0 | 0 | 0 | 0 | 0 | 0 | 0 | 0 |  | 0 |  |  |  |  | 0 | 0 | 0 | 0 | 0 | 0 | 0 | 0 | 0 | 0 | 0 | 0 |  | 0 | 0 | 0 | 0 | 0 | 0 | 0 | 0 | 0 | 0 | 0 | 0 | 0 | 0 | 0 | 0 | 0 | 0 | 0 | 0 | 0 | 0 | 0 | 0 | 0 | 0 | 0 | 0 | 0 | 0 | 0 | 0 | 0 | 0 | 0 | 0 | 0 | 0 | 0 | 0 | 0 | 0 | 0 | 0 | 0 | 0 | 0 | 0 | 0 | 0 | 0 | 0 | 0 | 0 | 0 | 0 | 0 | 0 | 0 | 0 | 0 | 0 | 0 | 0 | 0 | 0 | 0 | 0 | 0 | 0 | 0 | 0 | 0 | 0 | 0 | 0 | 0 | 0 | 0 | 0 | 0 | 0 | 0 | 0 | 0 | 0 | 0 | 0 | 0 | 0 | 0 | 0 | 0 | 0 | 0 | 0 | 0 | 0 | 0 | 0 | 0 | 0 | 0 | 0 | 0 | 0 | 0 | 0 | 0 | 0 | 0 | 0 | 0 | 0 | 0 | 0 | 0 | 0 | 0 | 0 | 0 | 0 | 0 | 0 | 0 | 0 | 0 | 0 | 0 | 0 | 0 | 0 | 0 | 0 | 0 | 0
[12 empty] | 2014-04-07 | 0 | 0 | 0 | 0 | 0 |  | 0 | 0 | 0 | 0 | 0 | 0 | 0 | 0 | 0 | 0 | 0 | 0 | 0 |  | 0 | 0 | 0 | 0 | 0 |  | 0 | 0 | 0 | 0 | 0 | 0 | 0 | 0 |  | 0 |  |  |  |  | 0 | 0 | 0 | 0 | 0 | 0 | 0 | 0 | 0 | 0 | 0 | 0 |  | 0 | 0 | 0 | 0 | 0 | 0 | 0 | 0 | 0 | 0 | 0 | 0 | 0 | 0 | 0 | 0 | 0 | 0 | 0 | 0 | 0 | 0 | 0 | 0 | 0 | 0 | 0 | 0 | 0 | 0 | 0 | 0 | 0 | 0 | 0 | 0 | 0 | 0 | 0 | 0 | 0 | 0 | 0 | 0 | 0 | 0 | 0 | 0 | 0 | 0 | 0 | 0 | 0 | 0 | 0 | 0 | 0 | 0 | 0 | 0 | 0 | 0 | 0 | 0 | 0 | 0 | 0 | 0 | 0 | 0 | 0 | 0 | 0 | 0 | 0 | 0 | 0 | 0 | 0 | 0 | 0 | 0 | 0 | 0 | 0 | 0 | 0 | 0 | 0 | 0 | 0 | 0 | 0 | 0 | 0 | 0 | 0 | 0 | 0 | 0 | 0 | 0 | 0 | 0 | 0 | 0 | 0 | 0 | 0 | 0 | 0 | 0 | 0 | 0 | 0 | 0 | 0 | 0 | 0 | 0 | 0 | 0 | 0 | 0 | 0 | 0 | 0 | 0 | 0 | 0 | 0 | 0 | 0 | 0 | 0 | 0
[12 empty] | 2014-04-08 | 0 | 0 | 0 | 0 | 0 |  | 0 | 0 | 0 | 0 | 0 | 0 | 0 | 0 | 0 | 0 | 0 | 0 | 0 |  | 0 | 0 | 0 | 0 | 0 |  | 0 | 0 | 0 | 0 | 0 | 0 | 0 | 0 |  | 0 |  |  |  |  | 0 | 0 | 0 | 0 | 0 | 0 | 0 | 0 | 0 | 0 | 0 | 0 |  | 0 | 0 | 0 | 0 | 0 | 0 | 0 | 0 | 0 | 0 | 0 | 0 | 0 | 0 | 0 | 0 | 0 | 0 | 0 | 0 | 0 | 0 | 0 | 0 | 0 | 0 | 0 | 0 | 0 | 0 | 0 | 0 | 0 | 0 | 0 | 0 | 0 | 0 | 0 | 0 | 0 | 0 | 0 | 0 | 0 | 0 | 0 | 0 | 0 | 0 | 0 | 0 | 0 | 0 | 0 | 0 | 0 | 0 | 0 | 0 | 0 | 0 | 0 | 0 | 0 | 0 | 0 | 0 | 0 | 0 | 0 | 0 | 0 | 0 | 0 | 0 | 0 | 0 | 0 | 0 | 0 | 0 | 0 | 0 | 0 | 0 | 0 | 0 | 0 | 0 | 0 | 0 | 0 | 0 | 0 | 0 | 0 | 0 | 0 | 0 | 0 | 0 | 0 | 0 | 0 | 0 | 0 | 0 | 0 | 0 | 0 | 0 | 0 | 0 | 0 | 0 | 0 | 0 | 0 | 0 | 0 | 0 | 0 | 0 | 0 | 0 | 0 | 0 | 0 | 0 | 0 | 0 | 0 | 0 | 0 | 0
[12 empty] | 2014-04-09 | 0 | 0 | 0 | 0 | 0 |  | 0 | 0 | 0 | 0 | 0 | 0 | 0 | 0 | 0 | 0 | 0 | 0 | 0 |  | 0 | 0 | 0 | 0 | 0 |  | 0 | 0 | 0 | 0 | 0 | 0 | 0 | 0 |  | 0 |  |  |  |  | 0 | 0 | 0 | 0 | 0 | 0 | 0 | 0 | 0 | 0 | 0 | 0 |  | 0 | 0 | 0 | 0 | 0 | 0 | 0 | 0 | 0 | 0 | 0 | 0 | 0 | 0 | 0 | 0 | 0 | 0 | 0 | 0 | 0 | 0 | 0 | 0 | 0 | 0 | 0 | 0 | 0 | 0 | 0 | 0 | 0 | 0 | 0 | 0 | 0 | 0 | 0 | 0 | 0 | 0 | 0 | 0 | 0 | 0 | 0 | 0 | 0 | 0 | 0 | 0 | 0 | 0 | 0 | 0 | 0 | 0 | 0 | 0 | 0 | 0 | 0 | 0 | 0 | 0 | 0 | 0 | 0 | 0 | 0 | 0 | 0 | 0 | 0 | 0 | 0 | 0 | 0 | 0 | 0 | 0 | 0 | 0 | 0 | 0 | 0 | 0 | 0 | 0 | 0 | 0 | 0 | 0 | 0 | 0 | 0 | 0 | 0 | 0 | 0 | 0 | 0 | 0 | 0 | 0 | 0 | 0 | 0 | 0 | 0 | 0 | 0 | 0 | 0 | 0 | 0 | 0 | 0 | 0 | 0 | 0 | 0 | 0 | 0 | 0 | 0 | 0 | 0 | 0 | 0 | 0 | 0 | 0 | 0 | 0
[12 empty] | 2014-04-10 | 0 | 0 | 0 | 0 | 0 |  | 0 | 0 | 0 | 0 | 0 | 0 | 0 | 0 | 0 | 0 | 0 | 0 | 0 |  | 0 | 0 | 0 | 0 | 0 |  | 0 | 0 | 0 | 0 | 0 | 0 | 0 | 0 |  | 0 |  |  |  |  | 0 | 0 | 0 | 0 | 0 | 0 | 0 | 0 | 0 | 0 | 0 | 0 |  | 0 | 0 | 0 | 0 | 0 | 0 | 0 | 0 | 0 | 0 | 0 | 0 | 0 | 0 | 0 | 0 | 0 | 0 | 0 | 0 | 0 | 0 | 0 | 0 | 0 | 0 | 0 | 0 | 0 | 0 | 0 | 0 | 0 | 0 | 0 | 0 | 0 | 0 | 0 | 0 | 0 | 0 | 0 | 0 | 0 | 0 | 0 | 0 | 0 | 0 | 0 | 0 | 0 | 0 | 0 | 0 | 0 | 0 | 0 | 0 | 0 | 0 | 0 | 0 | 0 | 0 | 0 | 0 | 0 | 0 | 0 | 0 | 0 | 0 | 0 | 0 | 0 | 0 | 0 | 0 | 0 | 0 | 0 | 0 | 0 | 0 | 0 | 0 | 0 | 0 | 0 | 0 | 0 | 0 | 0 | 0 | 0 | 0 | 0 | 0 | 0 | 0 | 0 | 0 | 0 | 0 | 0 | 0 | 0 | 0 | 0 | 0 | 0 | 0 | 0 | 0 | 0 | 0 | 0 | 0 | 0 | 0 | 0 | 0 | 0 | 0 | 0 | 0 | 0 | 0 | 0 | 0 | 0 | 0 | 0 | 0
[12 empty] | 2014-04-11 | 0 | 0 | 0 | 0 | 0 |  | 0 | 0 | 0 | 0 | 0 | 0 | 0 | 0 | 0 | 0 | 0 | 0 | 0 |  | 0 | 0 | 0 | 0 | 0 |  | 0 | 0 | 0 | 0 | 0 | 0 | 0 | 0 |  | 0 |  |  |  |  | 0 | 0 | 0 | 0 | 0 | 0 | 0 | 0 | 0 | 0 | 0 | 0 |  | 0 | 0 | 0 | 0 | 0 | 0 | 0 | 0 | 0 | 0 | 0 | 0 | 0 | 0 | 0 | 0 | 0 | 0 | 0 | 0 | 0 | 0 | 0 | 0 | 0 | 0 | 0 | 0 | 0 | 0 | 0 | 0 | 0 | 0 | 0 | 0 | 0 | 0 | 0 | 0 | 0 | 0 | 0 | 0 | 0 | 0 | 0 | 0 | 0 | 0 | 0 | 0 | 0 | 0 | 0 | 0 | 0 | 0 | 0 | 0 | 0 | 0 | 0 | 0 | 0 | 0 | 0 | 0 | 0 | 0 | 0 | 0 | 0 | 0 | 0 | 0 | 0 | 0 | 0 | 0 | 0 | 0 | 0 | 0 | 0 | 0 | 0 | 0 | 0 | 0 | 0 | 0 | 0 | 0 | 0 | 0 | 0 | 0 | 0 | 0 | 0 | 0 | 0 | 0 | 0 | 0 | 0 | 0 | 0 | 0 | 0 | 0 | 0 | 0 | 0 | 0 | 0 | 0 | 0 | 0 | 0 | 0 | 0 | 0 | 0 | 0 | 0 | 0 | 0 | 0 | 0 | 0 | 0 | 0 | 0 | 0
[12 empty] | 2014-04-12 | 0 | 0 | 0 | 0 | 0 |  | 0 | 0 | 0 | 0 | 0 | 0 | 0 | 0 | 0 | 0 | 0 | 0 | 0 |  | 0 | 0 | 0 | 0 | 0 |  | 0 | 0 | 0 | 0 | 0 | 0 | 0 | 0 |  | 0 |  |  |  |  | 0 | 0 | 0 | 0 | 0 | 0 | 0 | 0 | 0 | 0 | 0 | 0 |  | 0 | 0 | 0 | 0 | 0 | 0 | 0 | 0 | 0 | 0 | 0 | 0 | 0 | 0 | 0 | 0 | 0 | 0 | 0 | 0 | 0 | 0 | 0 | 0 | 0 | 0 | 0 | 0 | 0 | 0 | 0 | 0 | 0 | 0 | 0 | 0 | 0 | 0 | 0 | 0 | 0 | 0 | 0 | 0 | 0 | 0 | 0 | 0 | 0 | 0 | 0 | 0 | 0 | 0 | 0 | 0 | 0 | 0 | 0 | 0 | 0 | 0 | 0 | 0 | 0 | 0 | 0 | 0 | 0 | 0 | 0 | 0 | 0 | 0 | 0 | 0 | 0 | 0 | 0 | 0 | 0 | 0 | 0 | 0 | 0 | 0 | 0 | 0 | 0 | 0 | 0 | 0 | 0 | 0 | 0 | 0 | 0 | 0 | 0 | 0 | 0 | 0 | 0 | 0 | 0 | 0 | 0 | 0 | 0 | 0 | 0 | 0 | 0 | 0 | 0 | 0 | 0 | 0 | 0 | 0 | 0 | 0 | 0 | 0 | 0 | 0 | 0 | 0 | 0 | 0 | 0 | 0 | 0 | 0 | 0 | 0
[12 empty] | 2014-04-13 | 0 | 0 | 0 | 0 | 0 |  | 0 | 0 | 0 | 0 | 0 | 0 | 0 | 0 | 0 | 0 | 0 | 0 | 0 |  | 0 | 0 | 0 | 0 | 0 |  | 0 | 0 | 0 | 0 | 0 | 0 | 0 | 0 |  | 0 |  |  |  |  | 0 | 0 | 0 | 0 | 0 | 0 | 0 | 0 | 0 | 0 | 0 | 0 |  | 0 | 0 | 0 | 0 | 0 | 0 | 0 | 0 | 0 | 0 | 0 | 0 | 0 | 0 | 0 | 0 | 0 | 0 | 0 | 0 | 0 | 0 | 0 | 0 | 0 | 0 | 0 | 0 | 0 | 0 | 0 | 0 | 0 | 0 | 0 | 0 | 0 | 0 | 0 | 0 | 0 | 0 | 0 | 0 | 0 | 0 | 0 | 0 | 0 | 0 | 0 | 0 | 0 | 0 | 0 | 0 | 0 | 0 | 0 | 0 | 0 | 0 | 0 | 0 | 0 | 0 | 0 | 0 | 0 | 0 | 0 | 0 | 0 | 0 | 0 | 0 | 0 | 0 | 0 | 0 | 0 | 0 | 0 | 0 | 0 | 0 | 0 | 0 | 0 | 0 | 0 | 0 | 0 | 0 | 0 | 0 | 0 | 0 | 0 | 0 | 0 | 0 | 0 | 0 | 0 | 0 | 0 | 0 | 0 | 0 | 0 | 0 | 0 | 0 | 0 | 0 | 0 | 0 | 0 | 0 | 0 | 0 | 0 | 0 | 0 | 0 | 0 | 0 | 0 | 0 | 0 | 0 | 0 | 0 | 0 | 0
[12 empty] | 2014-04-14 | 0 | 0 | 0 | 0 | 0 |  | 0 | 0 | 0 | 0 | 0 | 0 | 0 | 0 | 0 | 0 | 0 | 0 | 0 |  | 0 | 0 | 0 | 0 | 0 |  | 0 | 0 | 0 | 0 | 0 | 0 | 0 | 0 |  | 0 |  |  |  |  | 0 | 0 | 0 | 0 | 0 | 0 | 0 | 0 | 0 | 0 | 0 | 0 |  | 0 | 0 | 0 | 0 | 0 | 0 | 0 | 0 | 0 | 0 | 0 | 0 | 0 | 0 | 0 | 0 | 0 | 0 | 0 | 0 | 0 | 0 | 0 | 0 | 0 | 0 | 0 | 0 | 0 | 0 | 0 | 0 | 0 | 0 | 0 | 0 | 0 | 0 | 0 | 0 | 0 | 0 | 0 | 0 | 0 | 0 | 0 | 0 | 0 | 0 | 0 | 0 | 0 | 0 | 0 | 0 | 0 | 0 | 0 | 0 | 0 | 0 | 0 | 0 | 0 | 0 | 0 | 0 | 0 | 0 | 0 | 0 | 0 | 0 | 0 | 0 | 0 | 0 | 0 | 0 | 0 | 0 | 0 | 0 | 0 | 0 | 0 | 0 | 0 | 0 | 0 | 0 | 0 | 0 | 0 | 0 | 0 | 0 | 0 | 0 | 0 | 0 | 0 | 0 | 0 | 0 | 0 | 0 | 0 | 0 | 0 | 0 | 0 | 0 | 0 | 0 | 0 | 0 | 0 | 0 | 0 | 0 | 0 | 0 | 0 | 0 | 0 | 0 | 0 | 0 | 0 | 0 | 0 | 0 | 0 | 0
[12 empty] | 2014-04-15 | 0 | 0 | 0 | 0 | 0 |  | 0 | 0 | 0 | 0 | 0 | 0 | 0 | 0 | 0 | 0 | 0 | 0 | 0 |  | 0 | 0 | 0 | 0 | 0 |  | 0 | 0 | 0 | 0 | 0 | 0 | 0 | 0 |  | 0 |  |  |  |  | 0 | 0 | 0 | 0 | 0 | 0 | 0 | 0 | 0 | 0 | 0 | 0 |  | 0 | 0 | 0 | 0 | 0 | 0 | 0 | 0 | 0 | 0 | 0 | 0 | 0 | 0 | 0 | 0 | 0 | 0 | 0 | 0 | 0 | 0 | 0 | 0 | 0 | 0 | 0 | 0 | 0 | 0 | 0 | 0 | 0 | 0 | 0 | 0 | 0 | 0 | 0 | 0 | 0 | 0 | 0 | 0 | 0 | 0 | 0 | 0 | 0 | 0 | 0 | 0 | 0 | 0 | 0 | 0 | 0 | 0 | 0 | 0 | 0 | 0 | 0 | 0 | 0 | 0 | 0 | 0 | 0 | 0 | 0 | 0 | 0 | 0 | 0 | 0 | 0 | 0 | 0 | 0 | 0 | 0 | 0 | 0 | 0 | 0 | 0 | 0 | 0 | 0 | 0 | 0 | 0 | 0 | 0 | 0 | 0 | 0 | 0 | 0 | 0 | 0 | 0 | 0 | 0 | 0 | 0 | 0 | 0 | 0 | 0 | 0 | 0 | 0 | 0 | 0 | 0 | 0 | 0 | 0 | 0 | 0 | 0 | 0 | 0 | 0 | 0 | 0 | 0 | 0 | 0 | 0 | 0 | 0 | 0 | 0
[12 empty] | 2014-04-16 | 0 | 0 | 0 | 0 | 0 |  | 0 | 0 | 0 | 0 | 0 | 0 | 0 | 0 | 0 | 0 | 0 | 0 | 0 |  | 0 | 0 | 0 | 0 | 0 |  | 0 | 0 | 0 | 0 | 0 | 0 | 0 | 0 |  | 0 |  |  |  |  | 0 | 0 | 0 | 0 | 0 | 0 | 0 | 0 | 0 | 0 | 0 | 0 |  | 0 | 0 | 0 | 0 | 0 | 0 | 0 | 0 | 0 | 0 | 0 | 0 | 0 | 0 | 0 | 0 | 0 | 0 | 0 | 0 | 0 | 0 | 0 | 0 | 0 | 0 | 0 | 0 | 0 | 0 | 0 | 0 | 0 | 0 | 0 | 0 | 0 | 0 | 0 | 0 | 0 | 0 | 0 | 0 | 0 | 0 | 0 | 0 | 0 | 0 | 0 | 0 | 0 | 0 | 0 | 0 | 0 | 0 | 0 | 0 | 0 | 0 | 0 | 0 | 0 | 0 | 0 | 0 | 0 | 0 | 0 | 0 | 0 | 0 | 0 | 0 | 0 | 0 | 0 | 0 | 0 | 0 | 0 | 0 | 0 | 0 | 0 | 0 | 0 | 0 | 0 | 0 | 0 | 0 | 0 | 0 | 0 | 0 | 0 | 0 | 0 | 0 | 0 | 0 | 0 | 0 | 0 | 0 | 0 | 0 | 0 | 0 | 0 | 0 | 0 | 0 | 0 | 0 | 0 | 0 | 0 | 0 | 0 | 0 | 0 | 0 | 0 | 0 | 0 | 0 | 0 | 0 | 0 | 0 | 0 | 0
[12 empty] | 2014-04-17 | 0 | 0 | 0 | 0 | 0 |  | 0 | 0 | 0 | 0 | 0 | 0 | 0 | 0 | 0 | 0 | 0 | 0 | 0 |  | 0 | 0 | 0 | 0 | 0 |  | 0 | 0 | 0 | 0 | 0 | 0 | 0 | 0 |  | 0 |  |  |  |  | 0 | 0 | 0 | 0 | 0 | 0 | 0 | 0 | 0 | 0 | 0 | 0 |  | 0 | 0 | 0 | 0 | 0 | 0 | 0 | 0 | 0 | 0 | 0 | 0 | 0 | 0 | 0 | 0 | 0 | 0 | 0 | 0 | 0 | 0 | 0 | 0 | 0 | 0 | 0 | 0 | 0 | 0 | 0 | 0 | 0 | 0 | 0 | 0 | 0 | 0 | 0 | 0 | 0 | 0 | 0 | 0 | 0 | 0 | 0 | 0 | 0 | 0 | 0 | 0 | 0 | 0 | 0 | 0 | 0 | 0 | 0 | 0 | 0 | 0 | 0 | 0 | 0 | 0 | 0 | 0 | 0 | 0 | 0 | 0 | 0 | 0 | 0 | 0 | 0 | 0 | 0 | 0 | 0 | 0 | 0 | 0 | 0 | 0 | 0 | 0 | 0 | 0 | 0 | 0 | 0 | 0 | 0 | 0 | 0 | 0 | 0 | 0 | 0 | 0 | 0 | 0 | 0 | 0 | 0 | 0 | 0 | 0 | 0 | 0 | 0 | 0 | 0 | 0 | 0 | 0 | 0 | 0 | 0 | 0 | 0 | 0 | 0 | 0 | 0 | 0 | 0 | 0 | 0 | 0 | 0 | 0 | 0 | 0
[12 empty] | 2014-04-18 | 0 | 0 | 0 | 0 | 0 |  | 0 | 0 | 0 | 0 | 0 | 0 | 0 | 0 | 0 | 0 | 0 | 0 | 0 |  | 0 | 0 | 0 | 0 | 0 |  | 0 | 0 | 0 | 0 | 0 | 0 | 0 | 0 |  | 0 |  |  |  |  | 0 | 0 | 0 | 0 | 0 | 0 | 0 | 0 | 0 | 0 | 0 | 0 |  | 0 | 0 | 0 | 0 | 0 | 0 | 0 | 0 | 0 | 0 | 0 | 0 | 0 | 0 | 0 | 0 | 0 | 0 | 0 | 0 | 0 | 0 | 0 | 0 | 0 | 0 | 0 | 0 | 0 | 0 | 0 | 0 | 0 | 0 | 0 | 0 | 0 | 0 | 0 | 0 | 0 | 0 | 0 | 0 | 0 | 0 | 0 | 0 | 0 | 0 | 0 | 0 | 0 | 0 | 0 | 0 | 0 | 0 | 0 | 0 | 0 | 0 | 0 | 0 | 0 | 0 | 0 | 0 | 0 | 0 | 0 | 0 | 0 | 0 | 0 | 0 | 0 | 0 | 0 | 0 | 0 | 0 | 0 | 0 | 0 | 0 | 0 | 0 | 0 | 0 | 0 | 0 | 0 | 0 | 0 | 0 | 0 | 0 | 0 | 0 | 0 | 0 | 0 | 0 | 0 | 0 | 0 | 0 | 0 | 0 | 0 | 0 | 0 | 0 | 0 | 0 | 0 | 0 | 0 | 0 | 0 | 0 | 0 | 0 | 0 | 0 | 0 | 0 | 0 | 0 | 0 | 0 | 0 | 0 | 0 | 0
[12 empty] | 2014-04-19 | 0 | 0 | 0 | 0 | 0 |  | 0 | 0 | 0 | 0 | 0 | 0 | 0 | 0 | 0 | 0 | 0 | 0 | 0 |  | 0 | 0 | 0 | 0 | 0 |  | 0 | 0 | 0 | 0 | 0 | 0 | 0 | 0 |  | 0 |  |  |  |  | 0 | 0 | 0 | 0 | 0 | 0 | 0 | 0 | 0 | 0 | 0 | 0 |  | 0 | 0 | 0 | 0 | 0 | 0 | 0 | 0 | 0 | 0 | 0 | 0 | 0 | 0 | 0 | 0 | 0 | 0 | 0 | 0 | 0 | 0 | 0 | 0 | 0 | 0 | 0 | 0 | 0 | 0 | 0 | 0 | 0 | 0 | 0 | 0 | 0 | 0 | 0 | 0 | 0 | 0 | 0 | 0 | 0 | 0 | 0 | 0 | 0 | 0 | 0 | 0 | 0 | 0 | 0 | 0 | 0 | 0 | 0 | 0 | 0 | 0 | 0 | 0 | 0 | 0 | 0 | 0 | 0 | 0 | 0 | 0 | 0 | 0 | 0 | 0 | 0 | 0 | 0 | 0 | 0 | 0 | 0 | 0 | 0 | 0 | 0 | 0 | 0 | 0 | 0 | 0 | 0 | 0 | 0 | 0 | 0 | 0 | 0 | 0 | 0 | 0 | 0 | 0 | 0 | 0 | 0 | 0 | 0 | 0 | 0 | 0 | 0 | 0 | 0 | 0 | 0 | 0 | 0 | 0 | 0 | 0 | 0 | 0 | 0 | 0 | 0 | 0 | 0 | 0 | 0 | 0 | 0 | 0 | 0 | 0
[12 empty] | 2014-04-20 | 0 | 0 | 0 | 0 | 0 |  | 0 | 0 | 0 | 0 | 0 | 0 | 0 | 0 | 0 | 0 | 0 | 0 | 0 |  | 0 | 0 | 0 | 0 | 0 |  | 0 | 0 | 0 | 0 | 0 | 0 | 0 | 0 |  | 0 |  |  |  |  | 0 | 0 | 0 | 0 | 0 | 0 | 0 | 0 | 0 | 0 | 0 | 0 |  | 0 | 0 | 0 | 0 | 0 | 0 | 0 | 0 | 0 | 0 | 0 | 0 | 0 | 0 | 0 | 0 | 0 | 0 | 0 | 0 | 0 | 0 | 0 | 0 | 0 | 0 | 0 | 0 | 0 | 0 | 0 | 0 | 0 | 0 | 0 | 0 | 0 | 0 | 0 | 0 | 0 | 0 | 0 | 0 | 0 | 0 | 0 | 0 | 0 | 0 | 0 | 0 | 0 | 0 | 0 | 0 | 0 | 0 | 0 | 0 | 0 | 0 | 0 | 0 | 0 | 0 | 0 | 0 | 0 | 0 | 0 | 0 | 0 | 0 | 0 | 0 | 0 | 0 | 0 | 0 | 0 | 0 | 0 | 0 | 0 | 0 | 0 | 0 | 0 | 0 | 0 | 0 | 0 | 0 | 0 | 0 | 0 | 0 | 0 | 0 | 0 | 0 | 0 | 0 | 0 | 0 | 0 | 0 | 0 | 0 | 0 | 0 | 0 | 0 | 0 | 0 | 0 | 0 | 0 | 0 | 0 | 0 | 0 | 0 | 0 | 0 | 0 | 0 | 0 | 0 | 0 | 0 | 0 | 0 | 0 | 0
[12 empty] | 2014-04-21 | 0 | 0 | 0 | 0 | 0 |  | 0 | 0 | 0 | 0 | 0 | 0 | 0 | 0 | 0 | 0 | 0 | 0 | 0 |  | 0 | 0 | 0 | 0 | 0 |  | 0 | 0 | 0 | 0 | 0 | 0 | 0 | 0 |  | 0 |  |  |  |  | 0 | 0 | 0 | 0 | 0 | 0 | 0 | 0 | 0 | 0 | 0 | 0 |  | 0 | 0 | 0 | 0 | 0 | 0 | 0 | 0 | 0 | 0 | 0 | 0 | 0 | 0 | 0 | 0 | 0 | 0 | 0 | 0 | 0 | 0 | 0 | 0 | 0 | 0 | 0 | 0 | 0 | 0 | 0 | 0 | 0 | 0 | 0 | 0 | 0 | 0 | 0 | 0 | 0 | 0 | 0 | 0 | 0 | 0 | 0 | 0 | 0 | 0 | 0 | 0 | 0 | 0 | 0 | 0 | 0 | 0 | 0 | 0 | 0 | 0 | 0 | 0 | 0 | 0 | 0 | 0 | 0 | 0 | 0 | 0 | 0 | 0 | 0 | 0 | 0 | 0 | 0 | 0 | 0 | 0 | 0 | 0 | 0 | 0 | 0 | 0 | 0 | 0 | 0 | 0 | 0 | 0 | 0 | 0 | 0 | 0 | 0 | 0 | 0 | 0 | 0 | 0 | 0 | 0 | 0 | 0 | 0 | 0 | 0 | 0 | 0 | 0 | 0 | 0 | 0 | 0 | 0 | 0 | 0 | 0 | 0 | 0 | 0 | 0 | 0 | 0 | 0 | 0 | 0 | 0 | 0 | 0 | 0 | 0
[12 empty] | 2014-04-22 | 0 | 0 | 0 | 0 | 0 |  | 0 | 0 | 0 | 0 | 0 | 0 | 0 | 0 | 0 | 0 | 0 | 0 | 0 |  | 0 | 0 | 0 | 0 | 0 |  | 0 | 0 | 0 | 0 | 0 | 0 | 0 | 0 |  | 0 |  |  |  |  | 0 | 0 | 0 | 0 | 0 | 0 | 0 | 0 | 0 | 0 | 0 | 0 |  | 0 | 0 | 0 | 0 | 0 | 0 | 0 | 0 | 0 | 0 | 0 | 0 | 0 | 0 | 0 | 0 | 0 | 0 | 0 | 0 | 0 | 0 | 0 | 0 | 0 | 0 | 0 | 0 | 0 | 0 | 0 | 0 | 0 | 0 | 0 | 0 | 0 | 0 | 0 | 0 | 0 | 0 | 0 | 0 | 0 | 0 | 0 | 0 | 0 | 0 | 0 | 0 | 0 | 0 | 0 | 0 | 0 | 0 | 0 | 0 | 0 | 0 | 0 | 0 | 0 | 0 | 0 | 0 | 0 | 0 | 0 | 0 | 0 | 0 | 0 | 0 | 0 | 0 | 0 | 0 | 0 | 0 | 0 | 0 | 0 | 0 | 0 | 0 | 0 | 0 | 0 | 0 | 0 | 0 | 0 | 0 | 0 | 0 | 0 | 0 | 0 | 0 | 0 | 0 | 0 | 0 | 0 | 0 | 0 | 0 | 0 | 0 | 0 | 0 | 0 | 0 | 0 | 0 | 0 | 0 | 0 | 0 | 0 | 0 | 0 | 0 | 0 | 0 | 0 | 0 | 0 | 0 | 0 | 0 | 0 | 0
[12 empty] | 2014-04-23 | 0 | 0 | 0 | 0 | 0 |  | 0 | 0 | 0 | 0 | 0 | 0 | 0 | 0 | 0 | 0 | 0 | 0 | 0 |  | 0 | 0 | 0 | 0 | 0 |  | 0 | 0 | 0 | 0 | 0 | 0 | 0 | 0 |  | 0 |  |  |  |  | 0 | 0 | 0 | 0 | 0 | 0 | 0 | 0 | 0 | 0 | 0 | 0 |  | 0 | 0 | 0 | 0 | 0 | 0 | 0 | 0 | 0 | 0 | 0 | 0 | 0 | 0 | 0 | 0 | 0 | 0 | 0 | 0 | 0 | 0 | 0 | 0 | 0 | 0 | 0 | 0 | 0 | 0 | 0 | 0 | 0 | 0 | 0 | 0 | 0 | 0 | 0 | 0 | 0 | 0 | 0 | 0 | 0 | 0 | 0 | 0 | 0 | 0 | 0 | 0 | 0 | 0 | 0 | 0 | 0 | 0 | 0 | 0 | 0 | 0 | 0 | 0 | 0 | 0 | 0 | 0 | 0 | 0 | 0 | 0 | 0 | 0 | 0 | 0 | 0 | 0 | 0 | 0 | 0 | 0 | 0 | 0 | 0 | 0 | 0 | 0 | 0 | 0 | 0 | 0 | 0 | 0 | 0 | 0 | 0 | 0 | 0 | 0 | 0 | 0 | 0 | 0 | 0 | 0 | 0 | 0 | 0 | 0 | 0 | 0 | 0 | 0 | 0 | 0 | 0 | 0 | 0 | 0 | 0 | 0 | 0 | 0 | 0 | 0 | 0 | 0 | 0 | 0 | 0 | 0 | 0 | 0 | 0 | 0
[12 empty] | 2014-04-24 | 0 | 0 | 0 | 0 | 0 |  | 0 | 0 | 0 | 0 | 0 | 0 | 0 | 0 | 0 | 0 | 0 | 0 | 0 |  | 0 | 0 | 0 | 0 | 0 |  | 0 | 0 | 0 | 0 | 0 | 0 | 0 | 0 |  | 0 |  |  |  |  | 0 | 0 | 0 | 0 | 0 | 0 | 0 | 0 | 0 | 0 | 0 | 0 |  | 0 | 0 | 0 | 0 | 0 | 0 | 0 | 0 | 0 | 0 | 0 | 0 | 0 | 0 | 0 | 0 | 0 | 0 | 0 | 0 | 0 | 0 | 0 | 0 | 0 | 0 | 0 | 0 | 0 | 0 | 0 | 0 | 0 | 0 | 0 | 0 | 0 | 0 | 0 | 0 | 0 | 0 | 0 | 0 | 0 | 0 | 0 | 0 | 0 | 0 | 0 | 0 | 0 | 0 | 0 | 0 | 0 | 0 | 0 | 0 | 0 | 0 | 0 | 0 | 0 | 0 | 0 | 0 | 0 | 0 | 0 | 0 | 0 | 0 | 0 | 0 | 0 | 0 | 0 | 0 | 0 | 0 | 0 | 0 | 0 | 0 | 0 | 0 | 0 | 0 | 0 | 0 | 0 | 0 | 0 | 0 | 0 | 0 | 0 | 0 | 0 | 0 | 0 | 0 | 0 | 0 | 0 | 0 | 0 | 0 | 0 | 0 | 0 | 0 | 0 | 0 | 0 | 0 | 0 | 0 | 0 | 0 | 0 | 0 | 0 | 0 | 0 | 0 | 0 | 0 | 0 | 0 | 0 | 0 | 0 | 0
[12 empty] | 2014-04-25 | 0 | 0 | 0 | 0 | 0 |  | 0 | 0 | 0 | 0 | 0 | 0 | 0 | 0 | 0 | 0 | 0 | 0 | 0 |  | 0 | 0 | 0 | 0 | 0 |  | 0 | 0 | 0 | 0 | 0 | 0 | 0 | 0 |  | 0 |  |  |  |  | 0 | 0 | 0 | 0 | 0 | 0 | 0 | 0 | 0 | 0 | 0 | 0 |  | 0 | 0 | 0 | 0 | 0 | 0 | 0 | 0 | 0 | 0 | 0 | 0 | 0 | 0 | 0 | 0 | 0 | 0 | 0 | 0 | 0 | 0 | 0 | 0 | 0 | 0 | 0 | 0 | 0 | 0 | 0 | 0 | 0 | 0 | 0 | 0 | 0 | 0 | 0 | 0 | 0 | 0 | 0 | 0 | 0 | 0 | 0 | 0 | 0 | 0 | 0 | 0 | 0 | 0 | 0 | 0 | 0 | 0 | 0 | 0 | 0 | 0 | 0 | 0 | 0 | 0 | 0 | 0 | 0 | 0 | 0 | 0 | 0 | 0 | 0 | 0 | 0 | 0 | 0 | 0 | 0 | 0 | 0 | 0 | 0 | 0 | 0 | 0 | 0 | 0 | 0 | 0 | 0 | 0 | 0 | 0 | 0 | 0 | 0 | 0 | 0 | 0 | 0 | 0 | 0 | 0 | 0 | 0 | 0 | 0 | 0 | 0 | 0 | 0 | 0 | 0 | 0 | 0 | 0 | 0 | 0 | 0 | 0 | 0 | 0 | 0 | 0 | 0 | 0 | 0 | 0 | 0 | 0 | 0 | 0 | 0
[12 empty] | 2014-04-26 | 0 | 0 | 0 | 0 | 0 |  | 0 | 0 | 0 | 0 | 0 | 0 | 0 | 0 | 0 | 0 | 0 | 0 | 0 |  | 0 | 0 | 0 | 0 | 0 |  | 0 | 0 | 0 | 0 | 0 | 0 | 0 | 0 |  | 0 |  |  |  |  | 0 | 0 | 0 | 0 | 0 | 0 | 0 | 0 | 0 | 0 | 0 | 0 |  | 0 | 0 | 0 | 0 | 0 | 0 | 0 | 0 | 0 | 0 | 0 | 0 | 0 | 0 | 0 | 0 | 0 | 0 | 0 | 0 | 0 | 0 | 0 | 0 | 0 | 0 | 0 | 0 | 0 | 0 | 0 | 0 | 0 | 0 | 0 | 0 | 0 | 0 | 0 | 0 | 0 | 0 | 0 | 0 | 0 | 0 | 0 | 0 | 0 | 0 | 0 | 0 | 0 | 0 | 0 | 0 | 0 | 0 | 0 | 0 | 0 | 0 | 0 | 0 | 0 | 0 | 0 | 0 | 0 | 0 | 0 | 0 | 0 | 0 | 0 | 0 | 0 | 0 | 0 | 0 | 0 | 0 | 0 | 0 | 0 | 0 | 0 | 0 | 0 | 0 | 0 | 0 | 0 | 0 | 0 | 0 | 0 | 0 | 0 | 0 | 0 | 0 | 0 | 0 | 0 | 0 | 0 | 0 | 0 | 0 | 0 | 0 | 0 | 0 | 0 | 0 | 0 | 0 | 0 | 0 | 0 | 0 | 0 | 0 | 0 | 0 | 0 | 0 | 0 | 0 | 0 | 0 | 0 | 0 | 0 | 0
[12 empty] | 2014-04-27 | 0 | 0 | 0 | 0 | 0 |  | 0 | 0 | 0 | 0 | 0 | 0 | 0 | 0 | 0 | 0 | 0 | 0 | 0 |  | 0 | 0 | 0 | 0 | 0 |  | 0 | 0 | 0 | 0 | 0 | 0 | 0 | 0 |  | 0 |  |  |  |  | 0 | 0 | 0 | 0 | 0 | 0 | 0 | 0 | 0 | 0 | 0 | 0 |  | 0 | 0 | 0 | 0 | 0 | 0 | 0 | 0 | 0 | 0 | 0 | 0 | 0 | 0 | 0 | 0 | 0 | 0 | 0 | 0 | 0 | 0 | 0 | 0 | 0 | 0 | 0 | 0 | 0 | 0 | 0 | 0 | 0 | 0 | 0 | 0 | 0 | 0 | 0 | 0 | 0 | 0 | 0 | 0 | 0 | 0 | 0 | 0 | 0 | 0 | 0 | 0 | 0 | 0 | 0 | 0 | 0 | 0 | 0 | 0 | 0 | 0 | 0 | 0 | 0 | 0 | 0 | 0 | 0 | 0 | 0 | 0 | 0 | 0 | 0 | 0 | 0 | 0 | 0 | 0 | 0 | 0 | 0 | 0 | 0 | 0 | 0 | 0 | 0 | 0 | 0 | 0 | 0 | 0 | 0 | 0 | 0 | 0 | 0 | 0 | 0 | 0 | 0 | 0 | 0 | 0 | 0 | 0 | 0 | 0 | 0 | 0 | 0 | 0 | 0 | 0 | 0 | 0 | 0 | 0 | 0 | 0 | 0 | 0 | 0 | 0 | 0 | 0 | 0 | 0 | 0 | 0 | 0 | 0 | 0 | 0
[12 empty] | 2014-04-28 | 0 | 0 | 0 | 0 | 0 |  | 0 | 0 | 0 | 0 | 0 | 0 | 0 | 0 | 0 | 0 | 0 | 0 | 0 |  | 0 | 0 | 0 | 0 | 0 |  | 0 | 0 | 0 | 0 | 0 | 0 | 0 | 0 |  | 0 |  |  |  |  | 0 | 0 | 0 | 0 | 0 | 0 | 0 | 0 | 0 | 0 | 0 | 0 |  | 0 | 0 | 0 | 0 | 0 | 0 | 0 | 0 | 0 | 0 | 0 | 0 | 0 | 0 | 0 | 0 | 0 | 0 | 0 | 0 | 0 | 0 | 0 | 0 | 0 | 0 | 0 | 0 | 0 | 0 | 0 | 0 | 0 | 0 | 0 | 0 | 0 | 0 | 0 | 0 | 0 | 0 | 0 | 0 | 0 | 0 | 0 | 0 | 0 | 0 | 0 | 0 | 0 | 0 | 0 | 0 | 0 | 0 | 0 | 0 | 0 | 0 | 0 | 0 | 0 | 0 | 0 | 0 | 0 | 0 | 0 | 0 | 0 | 0 | 0 | 0 | 0 | 0 | 0 | 0 | 0 | 0 | 0 | 0 | 0 | 0 | 0 | 0 | 0 | 0 | 0 | 0 | 0 | 0 | 0 | 0 | 0 | 0 | 0 | 0 | 0 | 0 | 0 | 0 | 0 | 0 | 0 | 0 | 0 | 0 | 0 | 0 | 0 | 0 | 0 | 0 | 0 | 0 | 0 | 0 | 0 | 0 | 0 | 0 | 0 | 0 | 0 | 0 | 0 | 0 | 0 | 0 | 0 | 0 | 0 | 0
[12 empty] | 2014-04-29 | 0 | 0 | 0 | 0 | 0 |  | 0 | 0 | 0 | 0 | 0 | 0 | 0 | 0 | 0 | 0 | 0 | 0 | 0 |  | 0 | 0 | 0 | 0 | 0 |  | 0 | 0 | 0 | 0 | 0 | 0 | 0 | 0 |  | 0 |  |  |  |  | 0 | 0 | 0 | 0 | 0 | 0 | 0 | 0 | 0 | 0 | 0 | 0 |  | 0 | 0 | 0 | 0 | 0 | 0 | 0 | 0 | 0 | 0 | 0 | 0 | 0 | 0 | 0 | 0 | 0 | 0 | 0 | 0 | 0 | 0 | 0 | 0 | 0 | 0 | 0 | 0 | 0 | 0 | 0 | 0 | 0 | 0 | 0 | 0 | 0 | 0 | 0 | 0 | 0 | 0 | 0 | 0 | 0 | 0 | 0 | 0 | 0 | 0 | 0 | 0 | 0 | 0 | 0 | 0 | 0 | 0 | 0 | 0 | 0 | 0 | 0 | 0 | 0 | 0 | 0 | 0 | 0 | 0 | 0 | 0 | 0 | 0 | 0 | 0 | 0 | 0 | 0 | 0 | 0 | 0 | 0 | 0 | 0 | 0 | 0 | 0 | 0 | 0 | 0 | 0 | 0 | 0 | 0 | 0 | 0 | 0 | 0 | 0 | 0 | 0 | 0 | 0 | 0 | 0 | 0 | 0 | 0 | 0 | 0 | 0 | 0 | 0 | 0 | 0 | 0 | 0 | 0 | 0 | 0 | 0 | 0 | 0 | 0 | 0 | 0 | 0 | 0 | 0 | 0 | 0 | 0 | 0 | 0 | 0
[12 empty] | 2014-04-30 | 0 | 0 | 0 | 0 | 0 |  | 0 | 0 | 0 | 0 | 0 | 0 | 0 | 0 | 0 | 0 | 0 | 0 | 0 |  | 0 | 0 | 0 | 0 | 0 |  | 0 | 0 | 0 | 0 | 0 | 0 | 0 | 0 |  | 0 |  |  |  |  | 0 | 0 | 0 | 0 | 0 | 0 | 0 | 0 | 0 | 0 | 0 | 0 |  | 0 | 0 | 0 | 0 | 0 | 0 | 0 | 0 | 0 | 0 | 0 | 0 | 0 | 0 | 0 | 0 | 0 | 0 | 0 | 0 | 0 | 0 | 0 | 0 | 0 | 0 | 0 | 0 | 0 | 0 | 0 | 0 | 0 | 0 | 0 | 0 | 0 | 0 | 0 | 0 | 0 | 0 | 0 | 0 | 0 | 0 | 0 | 0 | 0 | 0 | 0 | 0 | 0 | 0 | 0 | 0 | 0 | 0 | 0 | 0 | 0 | 0 | 0 | 0 | 0 | 0 | 0 | 0 | 0 | 0 | 0 | 0 | 0 | 0 | 0 | 0 | 0 | 0 | 0 | 0 | 0 | 0 | 0 | 0 | 0 | 0 | 0 | 0 | 0 | 0 | 0 | 0 | 0 | 0 | 0 | 0 | 0 | 0 | 0 | 0 | 0 | 0 | 0 | 0 | 0 | 0 | 0 | 0 | 0 | 0 | 0 | 0 | 0 | 0 | 0 | 0 | 0 | 0 | 0 | 0 | 0 | 0 | 0 | 0 | 0 | 0 | 0 | 0 | 0 | 0 | 0 | 0 | 0 | 0 | 0 | 0
[12 empty] | 2014-05-01 | 0 | 0 | 0 | 0 | 0 |  | 0 | 0 | 0 | 0 | 0 | 0 | 0 | 0 | 0 | 0 | 0 | 0 | 0 |  | 0 | 0 | 0 | 0 | 0 |  | 0 | 0 | 0 | 0 | 0 | 0 | 0 | 0 |  | 0 |  |  |  |  | 0 | 0 | 0 | 0 | 0 | 0 | 0 | 0 | 0 | 0 | 0 | 0 |  | 0 | 0 | 0 | 0 | 0 | 0 | 0 | 0 | 0 | 0 | 0 | 0 | 0 | 0 | 0 | 0 | 0 | 0 | 0 | 0 | 0 | 0 | 0 | 0 | 0 | 0 | 0 | 0 | 0 | 0 | 0 | 0 | 0 | 0 | 0 | 0 | 0 | 0 | 0 | 0 | 0 | 0 | 0 | 0 | 0 | 0 | 0 | 0 | 0 | 0 | 0 | 0 | 0 | 0 | 0 | 0 | 0 | 0 | 0 | 0 | 0 | 0 | 0 | 0 | 0 | 0 | 0 | 0 | 0 | 0 | 0 | 0 | 0 | 0 | 0 | 0 | 0 | 0 | 0 | 0 | 0 | 0 | 0 | 0 | 0 | 0 | 0 | 0 | 0 | 0 | 0 | 0 | 0 | 0 | 0 | 0 | 0 | 0 | 0 | 0 | 0 | 0 | 0 | 0 | 0 | 0 | 0 | 0 | 0 | 0 | 0 | 0 | 0 | 0 | 0 | 0 | 0 | 0 | 0 | 0 | 0 | 0 | 0 | 0 | 0 | 0 | 0 | 0 | 0 | 0 | 0 | 0 | 0 | 0 | 0 | 0
[12 empty] | 2014-05-02 | 0 | 0 | 0 | 0 | 0 |  | 0 | 0 | 0 | 0 | 0 | 0 | 0 | 0 | 0 | 0 | 0 | 0 | 0 |  | 0 | 0 | 0 | 0 | 0 |  | 0 | 0 | 0 | 0 | 0 | 0 | 0 | 0 |  | 0 |  |  |  |  | 0 | 0 | 0 | 0 | 0 | 0 | 0 | 0 | 0 | 0 | 0 | 0 |  | 0 | 0 | 0 | 0 | 0 | 0 | 0 | 0 | 0 | 0 | 0 | 0 | 0 | 0 | 0 | 0 | 0 | 0 | 0 | 0 | 0 | 0 | 0 | 0 | 0 | 0 | 0 | 0 | 0 | 0 | 0 | 0 | 0 | 0 | 0 | 0 | 0 | 0 | 0 | 0 | 0 | 0 | 0 | 0 | 0 | 0 | 0 | 0 | 0 | 0 | 0 | 0 | 0 | 0 | 0 | 0 | 0 | 0 | 0 | 0 | 0 | 0 | 0 | 0 | 0 | 0 | 0 | 0 | 0 | 0 | 0 | 0 | 0 | 0 | 0 | 0 | 0 | 0 | 0 | 0 | 0 | 0 | 0 | 0 | 0 | 0 | 0 | 0 | 0 | 0 | 0 | 0 | 0 | 0 | 0 | 0 | 0 | 0 | 0 | 0 | 0 | 0 | 0 | 0 | 0 | 0 | 0 | 0 | 0 | 0 | 0 | 0 | 0 | 0 | 0 | 0 | 0 | 0 | 0 | 0 | 0 | 0 | 0 | 0 | 0 | 0 | 0 | 0 | 0 | 0 | 0 | 0 | 0 | 0 | 0 | 0
[12 empty] | 2014-05-03 | 0 | 0 | 0 | 0 | 0 |  | 0 | 0 | 0 | 0 | 0 | 0 | 0 | 0 | 0 | 0 | 0 | 0 | 0 |  | 0 | 0 | 0 | 0 | 0 |  | 0 | 0 | 0 | 0 | 0 | 0 | 0 | 0 |  | 0 |  |  |  |  | 0 | 0 | 0 | 0 | 0 | 0 | 0 | 0 | 0 | 0 | 0 | 0 |  | 0 | 0 | 0 | 0 | 0 | 0 | 0 | 0 | 0 | 0 | 0 | 0 | 0 | 0 | 0 | 0 | 0 | 0 | 0 | 0 | 0 | 0 | 0 | 0 | 0 | 0 | 0 | 0 | 0 | 0 | 0 | 0 | 0 | 0 | 0 | 0 | 0 | 0 | 0 | 0 | 0 | 0 | 0 | 0 | 0 | 0 | 0 | 0 | 0 | 0 | 0 | 0 | 0 | 0 | 0 | 0 | 0 | 0 | 0 | 0 | 0 | 0 | 0 | 0 | 0 | 0 | 0 | 0 | 0 | 0 | 0 | 0 | 0 | 0 | 0 | 0 | 0 | 0 | 0 | 0 | 0 | 0 | 0 | 0 | 0 | 0 | 0 | 0 | 0 | 0 | 0 | 0 | 0 | 0 | 0 | 0 | 0 | 0 | 0 | 0 | 0 | 0 | 0 | 0 | 0 | 0 | 0 | 0 | 0 | 0 | 0 | 0 | 0 | 0 | 0 | 0 | 0 | 0 | 0 | 0 | 0 | 0 | 0 | 0 | 0 | 0 | 0 | 0 | 0 | 0 | 0 | 0 | 0 | 0 | 0 | 0
[12 empty] | 2014-05-04 | 0 | 0 | 0 | 0 | 0 |  | 0 | 0 | 0 | 0 | 0 | 0 | 0 | 0 | 0 | 0 | 0 | 0 | 0 |  | 0 | 0 | 0 | 0 | 0 |  | 0 | 0 | 0 | 0 | 0 | 0 | 0 | 0 |  | 0 |  |  |  |  | 0 | 0 | 0 | 0 | 0 | 0 | 0 | 0 | 0 | 0 | 0 | 0 |  | 0 | 0 | 0 | 0 | 0 | 0 | 0 | 0 | 0 | 0 | 0 | 0 | 0 | 0 | 0 | 0 | 0 | 0 | 0 | 0 | 0 | 0 | 0 | 0 | 0 | 0 | 0 | 0 | 0 | 0 | 0 | 0 | 0 | 0 | 0 | 0 | 0 | 0 | 0 | 0 | 0 | 0 | 0 | 0 | 0 | 0 | 0 | 0 | 0 | 0 | 0 | 0 | 0 | 0 | 0 | 0 | 0 | 0 | 0 | 0 | 0 | 0 | 0 | 0 | 0 | 0 | 0 | 0 | 0 | 0 | 0 | 0 | 0 | 0 | 0 | 0 | 0 | 0 | 0 | 0 | 0 | 0 | 0 | 0 | 0 | 0 | 0 | 0 | 0 | 0 | 0 | 0 | 0 | 0 | 0 | 0 | 0 | 0 | 0 | 0 | 0 | 0 | 0 | 0 | 0 | 0 | 0 | 0 | 0 | 0 | 0 | 0 | 0 | 0 | 0 | 0 | 0 | 0 | 0 | 0 | 0 | 0 | 0 | 0 | 0 | 0 | 0 | 0 | 0 | 0 | 0 | 0 | 0 | 0 | 0 | 0
[12 empty] | 2014-05-05 | 0 | 0 | 0 | 0 | 0 |  | 0 | 0 | 0 | 0 | 0 | 0 | 0 | 0 | 0 | 0 | 0 | 0 | 0 |  | 0 | 0 | 0 | 0 | 0 |  | 0 | 0 | 0 | 0 | 0 | 0 | 0 | 0 |  | 0 |  |  |  |  | 0 | 0 | 0 | 0 | 0 | 0 | 0 | 0 | 0 | 0 | 0 | 0 |  | 0 | 0 | 0 | 0 | 0 | 0 | 0 | 0 | 0 | 0 | 0 | 0 | 0 | 0 | 0 | 0 | 0 | 0 | 0 | 0 | 0 | 0 | 0 | 0 | 0 | 0 | 0 | 0 | 0 | 0 | 0 | 0 | 0 | 0 | 0 | 0 | 0 | 0 | 0 | 0 | 0 | 0 | 0 | 0 | 0 | 0 | 0 | 0 | 0 | 0 | 0 | 0 | 0 | 0 | 0 | 0 | 0 | 0 | 0 | 0 | 0 | 0 | 0 | 0 | 0 | 0 | 0 | 0 | 0 | 0 | 0 | 0 | 0 | 0 | 0 | 0 | 0 | 0 | 0 | 0 | 0 | 0 | 0 | 0 | 0 | 0 | 0 | 0 | 0 | 0 | 0 | 0 | 0 | 0 | 0 | 0 | 0 | 0 | 0 | 0 | 0 | 0 | 0 | 0 | 0 | 0 | 0 | 0 | 0 | 0 | 0 | 0 | 0 | 0 | 0 | 0 | 0 | 0 | 0 | 0 | 0 | 0 | 0 | 0 | 0 | 0 | 0 | 0 | 0 | 0 | 0 | 0 | 0 | 0 | 0 | 0
[12 empty] | 2014-05-06 | 0 | 0 | 0 | 0 | 0 |  | 0 | 0 | 0 | 0 | 0 | 0 | 0 | 0 | 0 | 0 | 0 | 0 | 0 |  | 0 | 0 | 0 | 0 | 0 |  | 0 | 0 | 0 | 0 | 0 | 0 | 0 | 0 |  | 0 |  |  |  |  | 0 | 0 | 0 | 0 | 0 | 0 | 0 | 0 | 0 | 0 | 0 | 0 |  | 0 | 0 | 0 | 0 | 0 | 0 | 0 | 0 | 0 | 0 | 0 | 0 | 0 | 0 | 0 | 0 | 0 | 0 | 0 | 0 | 0 | 0 | 0 | 0 | 0 | 0 | 0 | 0 | 0 | 0 | 0 | 0 | 0 | 0 | 0 | 0 | 0 | 0 | 0 | 0 | 0 | 0 | 0 | 0 | 0 | 0 | 0 | 0 | 0 | 0 | 0 | 0 | 0 | 0 | 0 | 0 | 0 | 0 | 0 | 0 | 0 | 0 | 0 | 0 | 0 | 0 | 0 | 0 | 0 | 0 | 0 | 0 | 0 | 0 | 0 | 0 | 0 | 0 | 0 | 0 | 0 | 0 | 0 | 0 | 0 | 0 | 0 | 0 | 0 | 0 | 0 | 0 | 0 | 0 | 0 | 0 | 0 | 0 | 0 | 0 | 0 | 0 | 0 | 0 | 0 | 0 | 0 | 0 | 0 | 0 | 0 | 0 | 0 | 0 | 0 | 0 | 0 | 0 | 0 | 0 | 0 | 0 | 0 | 0 | 0 | 0 | 0 | 0 | 0 | 0 | 0 | 0 | 0 | 0 | 0 | 0
[12 empty] | 2014-05-07 | 0 | 0 | 0 | 0 | 0 |  | 0 | 0 | 0 | 0 | 0 | 0 | 0 | 0 | 0 | 0 | 0 | 0 | 0 |  | 0 | 0 | 0 | 0 | 0 |  | 0 | 0 | 0 | 0 | 0 | 0 | 0 | 0 |  | 0 |  |  |  |  | 0 | 0 | 0 | 0 | 0 | 0 | 0 | 0 | 0 | 0 | 0 | 0 |  | 0 | 0 | 0 | 0 | 0 | 0 | 0 | 0 | 0 | 0 | 0 | 0 | 0 | 0 | 0 | 0 | 0 | 0 | 0 | 0 | 0 | 0 | 0 | 0 | 0 | 0 | 0 | 0 | 0 | 0 | 0 | 0 | 0 | 0 | 0 | 0 | 0 | 0 | 0 | 0 | 0 | 0 | 0 | 0 | 0 | 0 | 0 | 0 | 0 | 0 | 0 | 0 | 0 | 0 | 0 | 0 | 0 | 0 | 0 | 0 | 0 | 0 | 0 | 0 | 0 | 0 | 0 | 0 | 0 | 0 | 0 | 0 | 0 | 0 | 0 | 0 | 0 | 0 | 0 | 0 | 0 | 0 | 0 | 0 | 0 | 0 | 0 | 0 | 0 | 0 | 0 | 0 | 0 | 0 | 0 | 0 | 0 | 0 | 0 | 0 | 0 | 0 | 0 | 0 | 0 | 0 | 0 | 0 | 0 | 0 | 0 | 0 | 0 | 0 | 0 | 0 | 0 | 0 | 0 | 0 | 0 | 0 | 0 | 0 | 0 | 0 | 0 | 0 | 0 | 0 | 0 | 0 | 0 | 0 | 0 | 0
[12 empty] | 2014-05-08 | 0 | 0 | 0 | 0 | 0 |  | 0 | 0 | 0 | 0 | 0 | 0 | 0 | 0 | 0 | 0 | 0 | 0 | 0 |  | 0 | 0 | 0 | 0 | 0 |  | 0 | 0 | 0 | 0 | 0 | 0 | 0 | 0 |  | 0 |  |  |  |  | 0 | 0 | 0 | 0 | 0 | 0 | 0 | 0 | 0 | 0 | 0 | 0 |  | 0 | 0 | 0 | 0 | 0 | 0 | 0 | 0 | 0 | 0 | 0 | 0 | 0 | 0 | 0 | 0 | 0 | 0 | 0 | 0 | 0 | 0 | 0 | 0 | 0 | 0 | 0 | 0 | 0 | 0 | 0 | 0 | 0 | 0 | 0 | 0 | 0 | 0 | 0 | 0 | 0 | 0 | 0 | 0 | 0 | 0 | 0 | 0 | 0 | 0 | 0 | 0 | 0 | 0 | 0 | 0 | 0 | 0 | 0 | 0 | 0 | 0 | 0 | 0 | 0 | 0 | 0 | 0 | 0 | 0 | 0 | 0 | 0 | 0 | 0 | 0 | 0 | 0 | 0 | 0 | 0 | 0 | 0 | 0 | 0 | 0 | 0 | 0 | 0 | 0 | 0 | 0 | 0 | 0 | 0 | 0 | 0 | 0 | 0 | 0 | 0 | 0 | 0 | 0 | 0 | 0 | 0 | 0 | 0 | 0 | 0 | 0 | 0 | 0 | 0 | 0 | 0 | 0 | 0 | 0 | 0 | 0 | 0 | 0 | 0 | 0 | 0 | 0 | 0 | 0 | 0 | 0 | 0 | 0 | 0 | 0
[12 empty] | 2014-05-09 | 0 | 0 | 0 | 0 | 0 |  | 0 | 0 | 0 | 0 | 0 | 0 | 0 | 0 | 0 | 0 | 0 | 0 | 0 |  | 0 | 0 | 0 | 0 | 0 |  | 0 | 0 | 0 | 0 | 0 | 0 | 0 | 0 |  | 0 |  |  |  |  | 0 | 0 | 0 | 0 | 0 | 0 | 0 | 0 | 0 | 0 | 0 | 0 |  | 0 | 0 | 0 | 0 | 0 | 0 | 0 | 0 | 0 | 0 | 0 | 0 | 0 | 0 | 0 | 0 | 0 | 0 | 0 | 0 | 0 | 0 | 0 | 0 | 0 | 0 | 0 | 0 | 0 | 0 | 0 | 0 | 0 | 0 | 0 | 0 | 0 | 0 | 0 | 0 | 0 | 0 | 0 | 0 | 0 | 0 | 0 | 0 | 0 | 0 | 0 | 0 | 0 | 0 | 0 | 0 | 0 | 0 | 0 | 0 | 0 | 0 | 0 | 0 | 0 | 0 | 0 | 0 | 0 | 0 | 0 | 0 | 0 | 0 | 0 | 0 | 0 | 0 | 0 | 0 | 0 | 0 | 0 | 0 | 0 | 0 | 0 | 0 | 0 | 0 | 0 | 0 | 0 | 0 | 0 | 0 | 0 | 0 | 0 | 0 | 0 | 0 | 0 | 0 | 0 | 0 | 0 | 0 | 0 | 0 | 0 | 0 | 0 | 0 | 0 | 0 | 0 | 0 | 0 | 0 | 0 | 0 | 0 | 0 | 0 | 0 | 0 | 0 | 0 | 0 | 0 | 0 | 0 | 0 | 0 | 0
[12 empty] | 2014-05-10 | 0 | 0 | 0 | 0 | 0 |  | 0 | 0 | 0 | 0 | 0 | 0 | 0 | 0 | 0 | 0 | 0 | 0 | 0 |  | 0 | 0 | 0 | 0 | 0 |  | 0 | 0 | 0 | 0 | 0 | 0 | 0 | 0 |  | 0 |  |  |  |  | 0 | 0 | 0 | 0 | 0 | 0 | 0 | 0 | 0 | 0 | 0 | 0 |  | 0 | 0 | 0 | 0 | 0 | 0 | 0 | 0 | 0 | 0 | 0 | 0 | 0 | 0 | 0 | 0 | 0 | 0 | 0 | 0 | 0 | 0 | 0 | 0 | 0 | 0 | 0 | 0 | 0 | 0 | 0 | 0 | 0 | 0 | 0 | 0 | 0 | 0 | 0 | 0 | 0 | 0 | 0 | 0 | 0 | 0 | 0 | 0 | 0 | 0 | 0 | 0 | 0 | 0 | 0 | 0 | 0 | 0 | 0 | 0 | 0 | 0 | 0 | 0 | 0 | 0 | 0 | 0 | 0 | 0 | 0 | 0 | 0 | 0 | 0 | 0 | 0 | 0 | 0 | 0 | 0 | 0 | 0 | 0 | 0 | 0 | 0 | 0 | 0 | 0 | 0 | 0 | 0 | 0 | 0 | 0 | 0 | 0 | 0 | 0 | 0 | 0 | 0 | 0 | 0 | 0 | 0 | 0 | 0 | 0 | 0 | 0 | 0 | 0 | 0 | 0 | 0 | 0 | 0 | 0 | 0 | 0 | 0 | 0 | 0 | 0 | 0 | 0 | 0 | 0 | 0 | 0 | 0 | 0 | 0 | 0
[12 empty] | 2014-05-11 | 0 | 0 | 0 | 0 | 0 |  | 0 | 0 | 0 | 0 | 0 | 0 | 0 | 0 | 0 | 0 | 0 | 0 | 0 |  | 0 | 0 | 0 | 0 | 0 |  | 0 | 0 | 0 | 0 | 0 | 0 | 0 | 0 |  | 0 |  |  |  |  | 0 | 0 | 0 | 0 | 0 | 0 | 0 | 0 | 0 | 0 | 0 | 0 |  | 0 | 0 | 0 | 0 | 0 | 0 | 0 | 0 | 0 | 0 | 0 | 0 | 0 | 0 | 0 | 0 | 0 | 0 | 0 | 0 | 0 | 0 | 0 | 0 | 0 | 0 | 0 | 0 | 0 | 0 | 0 | 0 | 0 | 0 | 0 | 0 | 0 | 0 | 0 | 0 | 0 | 0 | 0 | 0 | 0 | 0 | 0 | 0 | 0 | 0 | 0 | 0 | 0 | 0 | 0 | 0 | 0 | 0 | 0 | 0 | 0 | 0 | 0 | 0 | 0 | 0 | 0 | 0 | 0 | 0 | 0 | 0 | 0 | 0 | 0 | 0 | 0 | 0 | 0 | 0 | 0 | 0 | 0 | 0 | 0 | 0 | 0 | 0 | 0 | 0 | 0 | 0 | 0 | 0 | 0 | 0 | 0 | 0 | 0 | 0 | 0 | 0 | 0 | 0 | 0 | 0 | 0 | 0 | 0 | 0 | 0 | 0 | 0 | 0 | 0 | 0 | 0 | 0 | 0 | 0 | 0 | 0 | 0 | 0 | 0 | 0 | 0 | 0 | 0 | 0 | 0 | 0 | 0 | 0 | 0 | 0
[12 empty] | 2014-05-12 | 0 | 0 | 0 | 0 | 0 |  | 0 | 0 | 0 | 0 | 0 | 0 | 0 | 0 | 0 | 0 | 0 | 0 | 0 |  | 0 | 0 | 0 | 0 | 0 |  | 0 | 0 | 0 | 0 | 0 | 0 | 0 | 0 |  | 0 |  |  |  |  | 0 | 0 | 0 | 0 | 0 | 0 | 0 | 0 | 0 | 0 | 0 | 0 |  | 0 | 0 | 0 | 0 | 0 | 0 | 0 | 0 | 0 | 0 | 0 | 0 | 0 | 0 | 0 | 0 | 0 | 0 | 0 | 0 | 0 | 0 | 0 | 0 | 0 | 0 | 0 | 0 | 0 | 0 | 0 | 0 | 0 | 0 | 0 | 0 | 0 | 0 | 0 | 0 | 0 | 0 | 0 | 0 | 0 | 0 | 0 | 0 | 0 | 0 | 0 | 0 | 0 | 0 | 0 | 0 | 0 | 0 | 0 | 0 | 0 | 0 | 0 | 0 | 0 | 0 | 0 | 0 | 0 | 0 | 0 | 0 | 0 | 0 | 0 | 0 | 0 | 0 | 0 | 0 | 0 | 0 | 0 | 0 | 0 | 0 | 0 | 0 | 0 | 0 | 0 | 0 | 0 | 0 | 0 | 0 | 0 | 0 | 0 | 0 | 0 | 0 | 0 | 0 | 0 | 0 | 0 | 0 | 0 | 0 | 0 | 0 | 0 | 0 | 0 | 0 | 0 | 0 | 0 | 0 | 0 | 0 | 0 | 0 | 0 | 0 | 0 | 0 | 0 | 0 | 0 | 0 | 0 | 0 | 0 | 0
[12 empty] | 2014-05-13 | 0 | 0 | 0 | 0 | 0 |  | 0 | 0 | 0 | 0 | 0 | 0 | 0 | 0 | 0 | 0 | 0 | 0 | 0 |  | 0 | 0 | 0 | 0 | 0 |  | 0 | 0 | 0 | 0 | 0 | 0 | 0 | 0 |  | 0 |  |  |  |  | 0 | 0 | 0 | 0 | 0 | 0 | 0 | 0 | 0 | 0 | 0 | 0 |  | 0 | 0 | 0 | 0 | 0 | 0 | 0 | 0 | 0 | 0 | 0 | 0 | 0 | 0 | 0 | 0 | 0 | 0 | 0 | 0 | 0 | 0 | 0 | 0 | 0 | 0 | 0 | 0 | 0 | 0 | 0 | 0 | 0 | 0 | 0 | 0 | 0 | 0 | 0 | 0 | 0 | 0 | 0 | 0 | 0 | 0 | 0 | 0 | 0 | 0 | 0 | 0 | 0 | 0 | 0 | 0 | 0 | 0 | 0 | 0 | 0 | 0 | 0 | 0 | 0 | 0 | 0 | 0 | 0 | 0 | 0 | 0 | 0 | 0 | 0 | 0 | 0 | 0 | 0 | 0 | 0 | 0 | 0 | 0 | 0 | 0 | 0 | 0 | 0 | 0 | 0 | 0 | 0 | 0 | 0 | 0 | 0 | 0 | 0 | 0 | 0 | 0 | 0 | 0 | 0 | 0 | 0 | 0 | 0 | 0 | 0 | 0 | 0 | 0 | 0 | 0 | 0 | 0 | 0 | 0 | 0 | 0 | 0 | 0 | 0 | 0 | 0 | 0 | 0 | 0 | 0 | 0 | 0 | 0 | 0 | 0
[12 empty] | 2014-05-14 | 0 | 0 | 0 | 0 | 0 |  | 0 | 0 | 0 | 0 | 0 | 0 | 0 | 0 | 0 | 0 | 0 | 0 | 0 |  | 0 | 0 | 0 | 0 | 0 |  | 0 | 0 | 0 | 0 | 0 | 0 | 0 | 0 |  | 0 |  |  |  |  | 0 | 0 | 0 | 0 | 0 | 0 | 0 | 0 | 0 | 0 | 0 | 0 |  | 0 | 0 | 0 | 0 | 0 | 0 | 0 | 0 | 0 | 0 | 0 | 0 | 0 | 0 | 0 | 0 | 0 | 0 | 0 | 0 | 0 | 0 | 0 | 0 | 0 | 0 | 0 | 0 | 0 | 0 | 0 | 0 | 0 | 0 | 0 | 0 | 0 | 0 | 0 | 0 | 0 | 0 | 0 | 0 | 0 | 0 | 0 | 0 | 0 | 0 | 0 | 0 | 0 | 0 | 0 | 0 | 0 | 0 | 0 | 0 | 0 | 0 | 0 | 0 | 0 | 0 | 0 | 0 | 0 | 0 | 0 | 0 | 0 | 0 | 0 | 0 | 0 | 0 | 0 | 0 | 0 | 0 | 0 | 0 | 0 | 0 | 0 | 0 | 0 | 0 | 0 | 0 | 0 | 0 | 0 | 0 | 0 | 0 | 0 | 0 | 0 | 0 | 0 | 0 | 0 | 0 | 0 | 0 | 0 | 0 | 0 | 0 | 0 | 0 | 0 | 0 | 0 | 0 | 0 | 0 | 0 | 0 | 0 | 0 | 0 | 0 | 0 | 0 | 0 | 0 | 0 | 0 | 0 | 0 | 0 | 0
[12 empty] | 2014-05-15 | 0 | 0 | 0 | 0 | 0 |  | 0 | 0 | 0 | 0 | 0 | 0 | 0 | 0 | 0 | 0 | 0 | 0 | 0 |  | 0 | 0 | 0 | 0 | 0 |  | 0 | 0 | 0 | 0 | 0 | 0 | 0 | 0 |  | 0 |  |  |  |  | 0 | 0 | 0 | 0 | 0 | 0 | 0 | 0 | 0 | 0 | 0 | 0 |  | 0 | 0 | 0 | 0 | 0 | 0 | 0 | 0 | 0 | 0 | 0 | 0 | 0 | 0 | 0 | 0 | 0 | 0 | 0 | 0 | 0 | 0 | 0 | 0 | 0 | 0 | 0 | 0 | 0 | 0 | 0 | 0 | 0 | 0 | 0 | 0 | 0 | 0 | 0 | 0 | 0 | 0 | 0 | 0 | 0 | 0 | 0 | 0 | 0 | 0 | 0 | 0 | 0 | 0 | 0 | 0 | 0 | 0 | 0 | 0 | 0 | 0 | 0 | 0 | 0 | 0 | 0 | 0 | 0 | 0 | 0 | 0 | 0 | 0 | 0 | 0 | 0 | 0 | 0 | 0 | 0 | 0 | 0 | 0 | 0 | 0 | 0 | 0 | 0 | 0 | 0 | 0 | 0 | 0 | 0 | 0 | 0 | 0 | 0 | 0 | 0 | 0 | 0 | 0 | 0 | 0 | 0 | 0 | 0 | 0 | 0 | 0 | 0 | 0 | 0 | 0 | 0 | 0 | 0 | 0 | 0 | 0 | 0 | 0 | 0 | 0 | 0 | 0 | 0 | 0 | 0 | 0 | 0 | 0 | 0 | 0
[12 empty] | 2014-05-16 | 0 | 0 | 0 | 0 | 0 |  | 0 | 0 | 0 | 0 | 0 | 0 | 0 | 0 | 0 | 0 | 0 | 0 | 0 |  | 0 | 0 | 0 | 0 | 0 |  | 0 | 0 | 0 | 0 | 0 | 0 | 0 | 0 |  | 0 |  |  |  |  | 0 | 0 | 0 | 0 | 0 | 0 | 0 | 0 | 0 | 0 | 0 | 0 |  | 0 | 0 | 0 | 0 | 0 | 0 | 0 | 0 | 0 | 0 | 0 | 0 | 0 | 0 | 0 | 0 | 0 | 0 | 0 | 0 | 0 | 0 | 0 | 0 | 0 | 0 | 0 | 0 | 0 | 0 | 0 | 0 | 0 | 0 | 0 | 0 | 0 | 0 | 0 | 0 | 0 | 0 | 0 | 0 | 0 | 0 | 0 | 0 | 0 | 0 | 0 | 0 | 0 | 0 | 0 | 0 | 0 | 0 | 0 | 0 | 0 | 0 | 0 | 0 | 0 | 0 | 0 | 0 | 0 | 0 | 0 | 0 | 0 | 0 | 0 | 0 | 0 | 0 | 0 | 0 | 0 | 0 | 0 | 0 | 0 | 0 | 0 | 0 | 0 | 0 | 0 | 0 | 0 | 0 | 0 | 0 | 0 | 0 | 0 | 0 | 0 | 0 | 0 | 0 | 0 | 0 | 0 | 0 | 0 | 0 | 0 | 0 | 0 | 0 | 0 | 0 | 0 | 0 | 0 | 0 | 0 | 0 | 0 | 0 | 0 | 0 | 0 | 0 | 0 | 0 | 0 | 0 | 0 | 0 | 0 | 0
[12 empty] | 2014-05-17 | 0 | 0 | 0 | 0 | 0 |  | 0 | 0 | 0 | 0 | 0 | 0 | 0 | 0 | 0 | 0 | 0 | 0 | 0 |  | 0 | 0 | 0 | 0 | 0 |  | 0 | 0 | 0 | 0 | 0 | 0 | 0 | 0 |  | 0 |  |  |  |  | 0 | 0 | 0 | 0 | 0 | 0 | 0 | 0 | 0 | 0 | 0 | 0 |  | 0 | 0 | 0 | 0 | 0 | 0 | 0 | 0 | 0 | 0 | 0 | 0 | 0 | 0 | 0 | 0 | 0 | 0 | 0 | 0 | 0 | 0 | 0 | 0 | 0 | 0 | 0 | 0 | 0 | 0 | 0 | 0 | 0 | 0 | 0 | 0 | 0 | 0 | 0 | 0 | 0 | 0 | 0 | 0 | 0 | 0 | 0 | 0 | 0 | 0 | 0 | 0 | 0 | 0 | 0 | 0 | 0 | 0 | 0 | 0 | 0 | 0 | 0 | 0 | 0 | 0 | 0 | 0 | 0 | 0 | 0 | 0 | 0 | 0 | 0 | 0 | 0 | 0 | 0 | 0 | 0 | 0 | 0 | 0 | 0 | 0 | 0 | 0 | 0 | 0 | 0 | 0 | 0 | 0 | 0 | 0 | 0 | 0 | 0 | 0 | 0 | 0 | 0 | 0 | 0 | 0 | 0 | 0 | 0 | 0 | 0 | 0 | 0 | 0 | 0 | 0 | 0 | 0 | 0 | 0 | 0 | 0 | 0 | 0 | 0 | 0 | 0 | 0 | 0 | 0 | 0 | 0 | 0 | 0 | 0 | 0
[12 empty] | 2014-05-18 | 0 | 0 | 0 | 0 | 0 |  | 0 | 0 | 0 | 0 | 0 | 0 | 0 | 0 | 0 | 0 | 0 | 0 | 0 |  | 0 | 0 | 0 | 0 | 0 |  | 0 | 0 | 0 | 0 | 0 | 0 | 0 | 0 |  | 0 |  |  |  |  | 0 | 0 | 0 | 0 | 0 | 0 | 0 | 0 | 0 | 0 | 0 | 0 |  | 0 | 0 | 0 | 0 | 0 | 0 | 0 | 0 | 0 | 0 | 0 | 0 | 0 | 0 | 0 | 0 | 0 | 0 | 0 | 0 | 0 | 0 | 0 | 0 | 0 | 0 | 0 | 0 | 0 | 0 | 0 | 0 | 0 | 0 | 0 | 0 | 0 | 0 | 0 | 0 | 0 | 0 | 0 | 0 | 0 | 0 | 0 | 0 | 0 | 0 | 0 | 0 | 0 | 0 | 0 | 0 | 0 | 0 | 0 | 0 | 0 | 0 | 0 | 0 | 0 | 0 | 0 | 0 | 0 | 0 | 0 | 0 | 0 | 0 | 0 | 0 | 0 | 0 | 0 | 0 | 0 | 0 | 0 | 0 | 0 | 0 | 0 | 0 | 0 | 0 | 0 | 0 | 0 | 0 | 0 | 0 | 0 | 0 | 0 | 0 | 0 | 0 | 0 | 0 | 0 | 0 | 0 | 0 | 0 | 0 | 0 | 0 | 0 | 0 | 0 | 0 | 0 | 0 | 0 | 0 | 0 | 0 | 0 | 0 | 0 | 0 | 0 | 0 | 0 | 0 | 0 | 0 | 0 | 0 | 0 | 0
[12 empty] | 2014-05-19 | 0 | 0 | 0 | 0 | 0 |  | 0 | 0 | 0 | 0 | 0 | 0 | 0 | 0 | 0 | 0 | 0 | 0 | 0 |  | 0 | 0 | 0 | 0 | 0 |  | 0 | 0 | 0 | 0 | 0 | 0 | 0 | 0 |  | 0 |  |  |  |  | 0 | 0 | 0 | 0 | 0 | 0 | 0 | 0 | 0 | 0 | 0 | 0 |  | 0 | 0 | 0 | 0 | 0 | 0 | 0 | 0 | 0 | 0 | 0 | 0 | 0 | 0 | 0 | 0 | 0 | 0 | 0 | 0 | 0 | 0 | 0 | 0 | 0 | 0 | 0 | 0 | 0 | 0 | 0 | 0 | 0 | 0 | 0 | 0 | 0 | 0 | 0 | 0 | 0 | 0 | 0 | 0 | 0 | 0 | 0 | 0 | 0 | 0 | 0 | 0 | 0 | 0 | 0 | 0 | 0 | 0 | 0 | 0 | 0 | 0 | 0 | 0 | 0 | 0 | 0 | 0 | 0 | 0 | 0 | 0 | 0 | 0 | 0 | 0 | 0 | 0 | 0 | 0 | 0 | 0 | 0 | 0 | 0 | 0 | 0 | 0 | 0 | 0 | 0 | 0 | 0 | 0 | 0 | 0 | 0 | 0 | 0 | 0 | 0 | 0 | 0 | 0 | 0 | 0 | 0 | 0 | 0 | 0 | 0 | 0 | 0 | 0 | 0 | 0 | 0 | 0 | 0 | 0 | 0 | 0 | 0 | 0 | 0 | 0 | 0 | 0 | 0 | 0 | 0 | 0 | 0 | 0 | 0 | 0
[12 empty] | 2014-05-20 | 0 | 0 | 0 | 0 | 0 |  | 0 | 0 | 0 | 0 | 0 | 0 | 0 | 0 | 0 | 0 | 0 | 0 | 0 |  | 0 | 0 | 0 | 0 | 0 |  | 0 | 0 | 0 | 0 | 0 | 0 | 0 | 0 |  | 0 |  |  |  |  | 0 | 0 | 0 | 0 | 0 | 0 | 0 | 0 | 0 | 0 | 0 | 0 |  | 0 | 0 | 0 | 0 | 0 | 0 | 0 | 0 | 0 | 0 | 0 | 0 | 0 | 0 | 0 | 0 | 0 | 0 | 0 | 0 | 0 | 0 | 0 | 0 | 0 | 0 | 0 | 0 | 0 | 0 | 0 | 0 | 0 | 0 | 0 | 0 | 0 | 0 | 0 | 0 | 0 | 0 | 0 | 0 | 0 | 0 | 0 | 0 | 0 | 0 | 0 | 0 | 0 | 0 | 0 | 0 | 0 | 0 | 0 | 0 | 0 | 0 | 0 | 0 | 0 | 0 | 0 | 0 | 0 | 0 | 0 | 0 | 0 | 0 | 0 | 0 | 0 | 0 | 0 | 0 | 0 | 0 | 0 | 0 | 0 | 0 | 0 | 0 | 0 | 0 | 0 | 0 | 0 | 0 | 0 | 0 | 0 | 0 | 0 | 0 | 0 | 0 | 0 | 0 | 0 | 0 | 0 | 0 | 0 | 0 | 0 | 0 | 0 | 0 | 0 | 0 | 0 | 0 | 0 | 0 | 0 | 0 | 0 | 0 | 0 | 0 | 0 | 0 | 0 | 0 | 0 | 0 | 0 | 0 | 0 | 0
[12 empty] | 2014-05-21 | 0 | 0 | 0 | 0 | 0 |  | 0 | 0 | 0 | 0 | 0 | 0 | 0 | 0 | 0 | 0 | 0 | 0 | 0 |  | 0 | 0 | 0 | 0 | 0 |  | 0 | 0 | 0 | 0 | 0 | 0 | 0 | 0 |  | 0 |  |  |  |  | 0 | 0 | 0 | 0 | 0 | 0 | 0 | 0 | 0 | 0 | 0 | 0 |  | 0 | 0 | 0 | 0 | 0 | 0 | 0 | 0 | 0 | 0 | 0 | 0 | 0 | 0 | 0 | 0 | 0 | 0 | 0 | 0 | 0 | 0 | 0 | 0 | 0 | 0 | 0 | 0 | 0 | 0 | 0 | 0 | 0 | 0 | 0 | 0 | 0 | 0 | 0 | 0 | 0 | 0 | 0 | 0 | 0 | 0 | 0 | 0 | 0 | 0 | 0 | 0 | 0 | 0 | 0 | 0 | 0 | 0 | 0 | 0 | 0 | 0 | 0 | 0 | 0 | 0 | 0 | 0 | 0 | 0 | 0 | 0 | 0 | 0 | 0 | 0 | 0 | 0 | 0 | 0 | 0 | 0 | 0 | 0 | 0 | 0 | 0 | 0 | 0 | 0 | 0 | 0 | 0 | 0 | 0 | 0 | 0 | 0 | 0 | 0 | 0 | 0 | 0 | 0 | 0 | 0 | 0 | 0 | 0 | 0 | 0 | 0 | 0 | 0 | 0 | 0 | 0 | 0 | 0 | 0 | 0 | 0 | 0 | 0 | 0 | 0 | 0 | 0 | 0 | 0 | 0 | 0 | 0 | 0 | 0 | 0
[12 empty] | 2014-05-22 | 0 | 0 | 0 | 0 | 0 |  | 0 | 0 | 0 | 0 | 0 | 0 | 0 | 0 | 0 | 0 | 0 | 0 | 0 |  | 0 | 0 | 0 | 0 | 0 |  | 0 | 0 | 0 | 0 | 0 | 0 | 0 | 0 |  | 0 |  |  |  |  | 0 | 0 | 0 | 0 | 0 | 0 | 0 | 0 | 0 | 0 | 0 | 0 |  | 0 | 0 | 0 | 0 | 0 | 0 | 0 | 0 | 0 | 0 | 0 | 0 | 0 | 0 | 0 | 0 | 0 | 0 | 0 | 0 | 0 | 0 | 0 | 0 | 0 | 0 | 0 | 0 | 0 | 0 | 0 | 0 | 0 | 0 | 0 | 0 | 0 | 0 | 0 | 0 | 0 | 0 | 0 | 0 | 0 | 0 | 0 | 0 | 0 | 0 | 0 | 0 | 0 | 0 | 0 | 0 | 0 | 0 | 0 | 0 | 0 | 0 | 0 | 0 | 0 | 0 | 0 | 0 | 0 | 0 | 0 | 0 | 0 | 0 | 0 | 0 | 0 | 0 | 0 | 0 | 0 | 0 | 0 | 0 | 0 | 0 | 0 | 0 | 0 | 0 | 0 | 0 | 0 | 0 | 0 | 0 | 0 | 0 | 0 | 0 | 0 | 0 | 0 | 0 | 0 | 0 | 0 | 0 | 0 | 0 | 0 | 0 | 0 | 0 | 0 | 0 | 0 | 0 | 0 | 0 | 0 | 0 | 0 | 0 | 0 | 0 | 0 | 0 | 0 | 0 | 0 | 0 | 0 | 0 | 0 | 0
[12 empty] | 2014-05-23 | 0 | 0 | 0 | 0 | 0 |  | 0 | 0 | 0 | 0 | 0 | 0 | 0 | 0 | 0 | 0 | 0 | 0 | 0 |  | 0 | 0 | 0 | 0 | 0 |  | 0 | 0 | 0 | 0 | 0 | 0 | 0 | 0 |  | 0 |  |  |  |  | 0 | 0 | 0 | 0 | 0 | 0 | 0 | 0 | 0 | 0 | 0 | 0 |  | 0 | 0 | 0 | 0 | 0 | 0 | 0 | 0 | 0 | 0 | 0 | 0 | 0 | 0 | 0 | 0 | 0 | 0 | 0 | 0 | 0 | 0 | 0 | 0 | 0 | 0 | 0 | 0 | 0 | 0 | 0 | 0 | 0 | 0 | 0 | 0 | 0 | 0 | 0 | 0 | 0 | 0 | 0 | 0 | 0 | 0 | 0 | 0 | 0 | 0 | 0 | 0 | 0 | 0 | 0 | 0 | 0 | 0 | 0 | 0 | 0 | 0 | 0 | 0 | 0 | 0 | 0 | 0 | 0 | 0 | 0 | 0 | 0 | 0 | 0 | 0 | 0 | 0 | 0 | 0 | 0 | 0 | 0 | 0 | 0 | 0 | 0 | 0 | 0 | 0 | 0 | 0 | 0 | 0 | 0 | 0 | 0 | 0 | 0 | 0 | 0 | 0 | 0 | 0 | 0 | 0 | 0 | 0 | 0 | 0 | 0 | 0 | 0 | 0 | 0 | 0 | 0 | 0 | 0 | 0 | 0 | 0 | 0 | 0 | 0 | 0 | 0 | 0 | 0 | 0 | 0 | 0 | 0 | 0 | 0 | 0
[12 empty] | 2014-05-24 | 0 | 0 | 0 | 0 | 0 |  | 0 | 0 | 0 | 0 | 0 | 0 | 0 | 0 | 0 | 0 | 0 | 0 | 0 |  | 0 | 0 | 0 | 0 | 0 |  | 0 | 0 | 0 | 0 | 0 | 0 | 0 | 0 |  | 0 |  |  |  |  | 0 | 0 | 0 | 0 | 0 | 0 | 0 | 0 | 0 | 0 | 0 | 0 |  | 0 | 0 | 0 | 0 | 0 | 0 | 0 | 0 | 0 | 0 | 0 | 0 | 0 | 0 | 0 | 0 | 0 | 0 | 0 | 0 | 0 | 0 | 0 | 0 | 0 | 0 | 0 | 0 | 0 | 0 | 0 | 0 | 0 | 0 | 0 | 0 | 0 | 0 | 0 | 0 | 0 | 0 | 0 | 0 | 0 | 0 | 0 | 0 | 0 | 0 | 0 | 0 | 0 | 0 | 0 | 0 | 0 | 0 | 0 | 0 | 0 | 0 | 0 | 0 | 0 | 0 | 0 | 0 | 0 | 0 | 0 | 0 | 0 | 0 | 0 | 0 | 0 | 0 | 0 | 0 | 0 | 0 | 0 | 0 | 0 | 0 | 0 | 0 | 0 | 0 | 0 | 0 | 0 | 0 | 0 | 0 | 0 | 0 | 0 | 0 | 0 | 0 | 0 | 0 | 0 | 0 | 0 | 0 | 0 | 0 | 0 | 0 | 0 | 0 | 0 | 0 | 0 | 0 | 0 | 0 | 0 | 0 | 0 | 0 | 0 | 0 | 0 | 0 | 0 | 0 | 0 | 0 | 0 | 0 | 0 | 0
[12 empty] | 2014-05-25 | 0 | 0 | 0 | 0 | 0 |  | 0 | 0 | 0 | 0 | 0 | 0 | 0 | 0 | 0 | 0 | 0 | 0 | 0 |  | 0 | 0 | 0 | 0 | 0 |  | 0 | 0 | 0 | 0 | 0 | 0 | 0 | 0 |  | 0 |  |  |  |  | 0 | 0 | 0 | 0 | 0 | 0 | 0 | 0 | 0 | 0 | 0 | 0 |  | 0 | 0 | 0 | 0 | 0 | 0 | 0 | 0 | 0 | 0 | 0 | 0 | 0 | 0 | 0 | 0 | 0 | 0 | 0 | 0 | 0 | 0 | 0 | 0 | 0 | 0 | 0 | 0 | 0 | 0 | 0 | 0 | 0 | 0 | 0 | 0 | 0 | 0 | 0 | 0 | 0 | 0 | 0 | 0 | 0 | 0 | 0 | 0 | 0 | 0 | 0 | 0 | 0 | 0 | 0 | 0 | 0 | 0 | 0 | 0 | 0 | 0 | 0 | 0 | 0 | 0 | 0 | 0 | 0 | 0 | 0 | 0 | 0 | 0 | 0 | 0 | 0 | 0 | 0 | 0 | 0 | 0 | 0 | 0 | 0 | 0 | 0 | 0 | 0 | 0 | 0 | 0 | 0 | 0 | 0 | 0 | 0 | 0 | 0 | 0 | 0 | 0 | 0 | 0 | 0 | 0 | 0 | 0 | 0 | 0 | 0 | 0 | 0 | 0 | 0 | 0 | 0 | 0 | 0 | 0 | 0 | 0 | 0 | 0 | 0 | 0 | 0 | 0 | 0 | 0 | 0 | 0 | 0 | 0 | 0 | 0
[12 empty] | 2014-05-26 | 0 | 0 | 0 | 0 | 0 |  | 0 | 0 | 0 | 0 | 0 | 0 | 0 | 0 | 0 | 0 | 0 | 0 | 0 |  | 0 | 0 | 0 | 0 | 0 |  | 0 | 0 | 0 | 0 | 0 | 0 | 0 | 0 |  | 0 |  |  |  |  | 0 | 0 | 0 | 0 | 0 | 0 | 0 | 0 | 0 | 0 | 0 | 0 |  | 0 | 0 | 0 | 0 | 0 | 0 | 0 | 0 | 0 | 0 | 0 | 0 | 0 | 0 | 0 | 0 | 0 | 0 | 0 | 0 | 0 | 0 | 0 | 0 | 0 | 0 | 0 | 0 | 0 | 0 | 0 | 0 | 0 | 0 | 0 | 0 | 0 | 0 | 0 | 0 | 0 | 0 | 0 | 0 | 0 | 0 | 0 | 0 | 0 | 0 | 0 | 0 | 0 | 0 | 0 | 0 | 0 | 0 | 0 | 0 | 0 | 0 | 0 | 0 | 0 | 0 | 0 | 0 | 0 | 0 | 0 | 0 | 0 | 0 | 0 | 0 | 0 | 0 | 0 | 0 | 0 | 0 | 0 | 0 | 0 | 0 | 0 | 0 | 0 | 0 | 0 | 0 | 0 | 0 | 0 | 0 | 0 | 0 | 0 | 0 | 0 | 0 | 0 | 0 | 0 | 0 | 0 | 0 | 0 | 0 | 0 | 0 | 0 | 0 | 0 | 0 | 0 | 0 | 0 | 0 | 0 | 0 | 0 | 0 | 0 | 0 | 0 | 0 | 0 | 0 | 0 | 0 | 0 | 0 | 0 | 0
[12 empty] | 2014-05-27 | 0 | 0 | 0 | 0 | 0 |  | 0 | 0 | 0 | 0 | 0 | 0 | 0 | 0 | 0 | 0 | 0 | 0 | 0 |  | 0 | 0 | 0 | 0 | 0 |  | 0 | 0 | 0 | 0 | 0 | 0 | 0 | 0 |  | 0 |  |  |  |  | 0 | 0 | 0 | 0 | 0 | 0 | 0 | 0 | 0 | 0 | 0 | 0 |  | 0 | 0 | 0 | 0 | 0 | 0 | 0 | 0 | 0 | 0 | 0 | 0 | 0 | 0 | 0 | 0 | 0 | 0 | 0 | 0 | 0 | 0 | 0 | 0 | 0 | 0 | 0 | 0 | 0 | 0 | 0 | 0 | 0 | 0 | 0 | 0 | 0 | 0 | 0 | 0 | 0 | 0 | 0 | 0 | 0 | 0 | 0 | 0 | 0 | 0 | 0 | 0 | 0 | 0 | 0 | 0 | 0 | 0 | 0 | 0 | 0 | 0 | 0 | 0 | 0 | 0 | 0 | 0 | 0 | 0 | 0 | 0 | 0 | 0 | 0 | 0 | 0 | 0 | 0 | 0 | 0 | 0 | 0 | 0 | 0 | 0 | 0 | 0 | 0 | 0 | 0 | 0 | 0 | 0 | 0 | 0 | 0 | 0 | 0 | 0 | 0 | 0 | 0 | 0 | 0 | 0 | 0 | 0 | 0 | 0 | 0 | 0 | 0 | 0 | 0 | 0 | 0 | 0 | 0 | 0 | 0 | 0 | 0 | 0 | 0 | 0 | 0 | 0 | 0 | 0 | 0 | 0 | 0 | 0 | 0 | 0
[12 empty] | 2014-05-28 | 0 | 0 | 0 | 0 | 0 |  | 0 | 0 | 0 | 0 | 0 | 0 | 0 | 0 | 0 | 0 | 0 | 0 | 0 |  | 0 | 0 | 0 | 0 | 0 |  | 0 | 0 | 0 | 0 | 0 | 0 | 0 | 0 |  | 0 |  |  |  |  | 0 | 0 | 0 | 0 | 0 | 0 | 0 | 0 | 0 | 0 | 0 | 0 |  | 0 | 0 | 0 | 0 | 0 | 0 | 0 | 0 | 0 | 0 | 0 | 0 | 0 | 0 | 0 | 0 | 0 | 0 | 0 | 0 | 0 | 0 | 0 | 0 | 0 | 0 | 0 | 0 | 0 | 0 | 0 | 0 | 0 | 0 | 0 | 0 | 0 | 0 | 0 | 0 | 0 | 0 | 0 | 0 | 0 | 0 | 0 | 0 | 0 | 0 | 0 | 0 | 0 | 0 | 0 | 0 | 0 | 0 | 0 | 0 | 0 | 0 | 0 | 0 | 0 | 0 | 0 | 0 | 0 | 0 | 0 | 0 | 0 | 0 | 0 | 0 | 0 | 0 | 0 | 0 | 0 | 0 | 0 | 0 | 0 | 0 | 0 | 0 | 0 | 0 | 0 | 0 | 0 | 0 | 0 | 0 | 0 | 0 | 0 | 0 | 0 | 0 | 0 | 0 | 0 | 0 | 0 | 0 | 0 | 0 | 0 | 0 | 0 | 0 | 0 | 0 | 0 | 0 | 0 | 0 | 0 | 0 | 0 | 0 | 0 | 0 | 0 | 0 | 0 | 0 | 0 | 0 | 0 | 0 | 0 | 0
[12 empty] | 2014-05-29 | 0 | 0 | 0 | 0 | 0 |  | 0 | 0 | 0 | 0 | 0 | 0 | 0 | 0 | 0 | 0 | 0 | 0 | 0 |  | 0 | 0 | 0 | 0 | 0 |  | 0 | 0 | 0 | 0 | 0 | 0 | 0 | 0 |  | 0 |  |  |  |  | 0 | 0 | 0 | 0 | 0 | 0 | 0 | 0 | 0 | 0 | 0 | 0 |  | 0 | 0 | 0 | 0 | 0 | 0 | 0 | 0 | 0 | 0 | 0 | 0 | 0 | 0 | 0 | 0 | 0 | 0 | 0 | 0 | 0 | 0 | 0 | 0 | 0 | 0 | 0 | 0 | 0 | 0 | 0 | 0 | 0 | 0 | 0 | 0 | 0 | 0 | 0 | 0 | 0 | 0 | 0 | 0 | 0 | 0 | 0 | 0 | 0 | 0 | 0 | 0 | 0 | 0 | 0 | 0 | 0 | 0 | 0 | 0 | 0 | 0 | 0 | 0 | 0 | 0 | 0 | 0 | 0 | 0 | 0 | 0 | 0 | 0 | 0 | 0 | 0 | 0 | 0 | 0 | 0 | 0 | 0 | 0 | 0 | 0 | 0 | 0 | 0 | 0 | 0 | 0 | 0 | 0 | 0 | 0 | 0 | 0 | 0 | 0 | 0 | 0 | 0 | 0 | 0 | 0 | 0 | 0 | 0 | 0 | 0 | 0 | 0 | 0 | 0 | 0 | 0 | 0 | 0 | 0 | 0 | 0 | 0 | 0 | 0 | 0 | 0 | 0 | 0 | 0 | 0 | 0 | 0 | 0 | 0 | 0
[12 empty] | 2014-05-30 | 0 | 0 | 0 | 0 | 0 |  | 0 | 0 | 0 | 0 | 0 | 0 | 0 | 0 | 0 | 0 | 0 | 0 | 0 |  | 0 | 0 | 0 | 0 | 0 |  | 0 | 0 | 0 | 0 | 0 | 0 | 0 | 0 |  | 0 |  |  |  |  | 0 | 0 | 0 | 0 | 0 | 0 | 0 | 0 | 0 | 0 | 0 | 0 |  | 0 | 0 | 0 | 0 | 0 | 0 | 0 | 0 | 0 | 0 | 0 | 0 | 0 | 0 | 0 | 0 | 0 | 0 | 0 | 0 | 0 | 0 | 0 | 0 | 0 | 0 | 0 | 0 | 0 | 0 | 0 | 0 | 0 | 0 | 0 | 0 | 0 | 0 | 0 | 0 | 0 | 0 | 0 | 0 | 0 | 0 | 0 | 0 | 0 | 0 | 0 | 0 | 0 | 0 | 0 | 0 | 0 | 0 | 0 | 0 | 0 | 0 | 0 | 0 | 0 | 0 | 0 | 0 | 0 | 0 | 0 | 0 | 0 | 0 | 0 | 0 | 0 | 0 | 0 | 0 | 0 | 0 | 0 | 0 | 0 | 0 | 0 | 0 | 0 | 0 | 0 | 0 | 0 | 0 | 0 | 0 | 0 | 0 | 0 | 0 | 0 | 0 | 0 | 0 | 0 | 0 | 0 | 0 | 0 | 0 | 0 | 0 | 0 | 0 | 0 | 0 | 0 | 0 | 0 | 0 | 0 | 0 | 0 | 0 | 0 | 0 | 0 | 0 | 0 | 0 | 0 | 0 | 0 | 0 | 0 | 0
[12 empty] | 2014-05-31 | 0 | 0 | 0 | 0 | 0 |  | 0 | 0 | 0 | 0 | 0 | 0 | 0 | 0 | 0 | 0 | 0 | 0 | 0 |  | 0 | 0 | 0 | 0 | 0 |  | 0 | 0 | 0 | 0 | 0 | 0 | 0 | 0 |  | 0 |  |  |  |  | 0 | 0 | 0 | 0 | 0 | 0 | 0 | 0 | 0 | 0 | 0 | 0 |  | 0 | 0 | 0 | 0 | 0 | 0 | 0 | 0 | 0 | 0 | 0 | 0 | 0 | 0 | 0 | 0 | 0 | 0 | 0 | 0 | 0 | 0 | 0 | 0 | 0 | 0 | 0 | 0 | 0 | 0 | 0 | 0 | 0 | 0 | 0 | 0 | 0 | 0 | 0 | 0 | 0 | 0 | 0 | 0 | 0 | 0 | 0 | 0 | 0 | 0 | 0 | 0 | 0 | 0 | 0 | 0 | 0 | 0 | 0 | 0 | 0 | 0 | 0 | 0 | 0 | 0 | 0 | 0 | 0 | 0 | 0 | 0 | 0 | 0 | 0 | 0 | 0 | 0 | 0 | 0 | 0 | 0 | 0 | 0 | 0 | 0 | 0 | 0 | 0 | 0 | 0 | 0 | 0 | 0 | 0 | 0 | 0 | 0 | 0 | 0 | 0 | 0 | 0 | 0 | 0 | 0 | 0 | 0 | 0 | 0 | 0 | 0 | 0 | 0 | 0 | 0 | 0 | 0 | 0 | 0 | 0 | 0 | 0 | 0 | 0 | 0 | 0 | 0 | 0 | 0 | 0 | 0 | 0 | 0 | 0 | 0
[12 empty] | 2014-06-01 | 0 | 0 | 0 | 0 | 0 |  | 0 | 0 | 0 | 0 | 0 | 0 | 0 | 0 | 0 | 0 | 0 | 0 | 0 |  | 0 | 0 | 0 | 0 | 0 |  | 0 | 0 | 0 | 0 | 0 | 0 | 0 | 0 |  | 0 |  |  |  |  | 0 | 0 | 0 | 0 | 0 | 0 | 0 | 0 | 0 | 0 | 0 | 0 |  | 0 | 0 | 0 | 0 | 0 | 0 | 0 | 0 | 0 | 0 | 0 | 0 | 0 | 0 | 0 | 0 | 0 | 0 | 0 | 0 | 0 | 0 | 0 | 0 | 0 | 0 | 0 | 0 | 0 | 0 | 0 | 0 | 0 | 0 | 0 | 0 | 0 | 0 | 0 | 0 | 0 | 0 | 0 | 0 | 0 | 0 | 0 | 0 | 0 | 0 | 0 | 0 | 0 | 0 | 0 | 0 | 0 | 0 | 0 | 0 | 0 | 0 | 0 | 0 | 0 | 0 | 0 | 0 | 0 | 0 | 0 | 0 | 0 | 0 | 0 | 0 | 0 | 0 | 0 | 0 | 0 | 0 | 0 | 0 | 0 | 0 | 0 | 0 | 0 | 0 | 0 | 0 | 0 | 0 | 0 | 0 | 0 | 0 | 0 | 0 | 0 | 0 | 0 | 0 | 0 | 0 | 0 | 0 | 0 | 0 | 0 | 0 | 0 | 0 | 0 | 0 | 0 | 0 | 0 | 0 | 0 | 0 | 0 | 0 | 0 | 0 | 0 | 0 | 0 | 0 | 0 | 0 | 0 | 0 | 0 | 0
[12 empty] | 2014-06-02 | 0 | 0 | 0 | 0 | 0 |  | 0 | 0 | 0 | 0 | 0 | 0 | 0 | 0 | 0 | 0 | 0 | 0 | 0 |  | 0 | 0 | 0 | 0 | 0 |  | 0 | 0 | 0 | 0 | 0 | 0 | 0 | 0 |  | 0 |  |  |  |  | 0 | 0 | 0 | 0 | 0 | 0 | 0 | 0 | 0 | 0 | 0 | 0 |  | 0 | 0 | 0 | 0 | 0 | 0 | 0 | 0 | 0 | 0 | 0 | 0 | 0 | 0 | 0 | 0 | 0 | 0 | 0 | 0 | 0 | 0 | 0 | 0 | 0 | 0 | 0 | 0 | 0 | 0 | 0 | 0 | 0 | 0 | 0 | 0 | 0 | 0 | 0 | 0 | 0 | 0 | 0 | 0 | 0 | 0 | 0 | 0 | 0 | 0 | 0 | 0 | 0 | 0 | 0 | 0 | 0 | 0 | 0 | 0 | 0 | 0 | 0 | 0 | 0 | 0 | 0 | 0 | 0 | 0 | 0 | 0 | 0 | 0 | 0 | 0 | 0 | 0 | 0 | 0 | 0 | 0 | 0 | 0 | 0 | 0 | 0 | 0 | 0 | 0 | 0 | 0 | 0 | 0 | 0 | 0 | 0 | 0 | 0 | 0 | 0 | 0 | 0 | 0 | 0 | 0 | 0 | 0 | 0 | 0 | 0 | 0 | 0 | 0 | 0 | 0 | 0 | 0 | 0 | 0 | 0 | 0 | 0 | 0 | 0 | 0 | 0 | 0 | 0 | 0 | 0 | 0 | 0 | 0 | 0 | 0
[12 empty] | 2014-06-03 | 0 | 0 | 0 | 0 | 0 |  | 0 | 0 | 0 | 0 | 0 | 0 | 0 | 0 | 0 | 0 | 0 | 0 | 0 |  | 0 | 0 | 0 | 0 | 0 |  | 0 | 0 | 0 | 0 | 0 | 0 | 0 | 0 |  | 0 |  |  |  |  | 0 | 0 | 0 | 0 | 0 | 0 | 0 | 0 | 0 | 0 | 0 | 0 |  | 0 | 0 | 0 | 0 | 0 | 0 | 0 | 0 | 0 | 0 | 0 | 0 | 0 | 0 | 0 | 0 | 0 | 0 | 0 | 0 | 0 | 0 | 0 | 0 | 0 | 0 | 0 | 0 | 0 | 0 | 0 | 0 | 0 | 0 | 0 | 0 | 0 | 0 | 0 | 0 | 0 | 0 | 0 | 0 | 0 | 0 | 0 | 0 | 0 | 0 | 0 | 0 | 0 | 0 | 0 | 0 | 0 | 0 | 0 | 0 | 0 | 0 | 0 | 0 | 0 | 0 | 0 | 0 | 0 | 0 | 0 | 0 | 0 | 0 | 0 | 0 | 0 | 0 | 0 | 0 | 0 | 0 | 0 | 0 | 0 | 0 | 0 | 0 | 0 | 0 | 0 | 0 | 0 | 0 | 0 | 0 | 0 | 0 | 0 | 0 | 0 | 0 | 0 | 0 | 0 | 0 | 0 | 0 | 0 | 0 | 0 | 0 | 0 | 0 | 0 | 0 | 0 | 0 | 0 | 0 | 0 | 0 | 0 | 0 | 0 | 0 | 0 | 0 | 0 | 0 | 0 | 0 | 0 | 0 | 0 | 0
[12 empty] | 2014-06-04 | 0 | 0 | 0 | 0 | 0 |  | 0 | 0 | 0 | 0 | 0 | 0 | 0 | 0 | 0 | 0 | 0 | 0 | 0 |  | 0 | 0 | 0 | 0 | 0 |  | 0 | 0 | 0 | 0 | 0 | 0 | 0 | 0 |  | 0 |  |  |  |  | 0 | 0 | 0 | 0 | 0 | 0 | 0 | 0 | 0 | 0 | 0 | 0 |  | 0 | 0 | 0 | 0 | 0 | 0 | 0 | 0 | 0 | 0 | 0 | 0 | 0 | 0 | 0 | 0 | 0 | 0 | 0 | 0 | 0 | 0 | 0 | 0 | 0 | 0 | 0 | 0 | 0 | 0 | 0 | 0 | 0 | 0 | 0 | 0 | 0 | 0 | 0 | 0 | 0 | 0 | 0 | 0 | 0 | 0 | 0 | 0 | 0 | 0 | 0 | 0 | 0 | 0 | 0 | 0 | 0 | 0 | 0 | 0 | 0 | 0 | 0 | 0 | 0 | 0 | 0 | 0 | 0 | 0 | 0 | 0 | 0 | 0 | 0 | 0 | 0 | 0 | 0 | 0 | 0 | 0 | 0 | 0 | 0 | 0 | 0 | 0 | 0 | 0 | 0 | 0 | 0 | 0 | 0 | 0 | 0 | 0 | 0 | 0 | 0 | 0 | 0 | 0 | 0 | 0 | 0 | 0 | 0 | 0 | 0 | 0 | 0 | 0 | 0 | 0 | 0 | 0 | 0 | 0 | 0 | 0 | 0 | 0 | 0 | 0 | 0 | 0 | 0 | 0 | 0 | 0 | 0 | 0 | 0 | 0
[12 empty] | 2014-06-05 | 0 | 0 | 0 | 0 | 0 |  | 0 | 0 | 0 | 0 | 0 | 0 | 0 | 0 | 0 | 0 | 0 | 0 | 0 |  | 0 | 0 | 0 | 0 | 0 |  | 0 | 0 | 0 | 0 | 0 | 0 | 0 | 0 |  | 0 |  |  |  |  | 0 | 0 | 0 | 0 | 0 | 0 | 0 | 0 | 0 | 0 | 0 | 0 |  | 0 | 0 | 0 | 0 | 0 | 0 | 0 | 0 | 0 | 0 | 0 | 0 | 0 | 0 | 0 | 0 | 0 | 0 | 0 | 0 | 0 | 0 | 0 | 0 | 0 | 0 | 0 | 0 | 0 | 0 | 0 | 0 | 0 | 0 | 0 | 0 | 0 | 0 | 0 | 0 | 0 | 0 | 0 | 0 | 0 | 0 | 0 | 0 | 0 | 0 | 0 | 0 | 0 | 0 | 0 | 0 | 0 | 0 | 0 | 0 | 0 | 0 | 0 | 0 | 0 | 0 | 0 | 0 | 0 | 0 | 0 | 0 | 0 | 0 | 0 | 0 | 0 | 0 | 0 | 0 | 0 | 0 | 0 | 0 | 0 | 0 | 0 | 0 | 0 | 0 | 0 | 0 | 0 | 0 | 0 | 0 | 0 | 0 | 0 | 0 | 0 | 0 | 0 | 0 | 0 | 0 | 0 | 0 | 0 | 0 | 0 | 0 | 0 | 0 | 0 | 0 | 0 | 0 | 0 | 0 | 0 | 0 | 0 | 0 | 0 | 0 | 0 | 0 | 0 | 0 | 0 | 0 | 0 | 0 | 0 | 0
[12 empty] | 2014-06-06 | 0 | 0 | 0 | 0 | 0 |  | 0 | 0 | 0 | 0 | 0 | 0 | 0 | 0 | 0 | 0 | 0 | 0 | 0 |  | 0 | 0 | 0 | 0 | 0 |  | 0 | 0 | 0 | 0 | 0 | 0 | 0 | 0 |  | 0 |  |  |  |  | 0 | 0 | 0 | 0 | 0 | 0 | 0 | 0 | 0 | 0 | 0 | 0 |  | 0 | 0 | 0 | 0 | 0 | 0 | 0 | 0 | 0 | 0 | 0 | 0 | 0 | 0 | 0 | 0 | 0 | 0 | 0 | 0 | 0 | 0 | 0 | 0 | 0 | 0 | 0 | 0 | 0 | 0 | 0 | 0 | 0 | 0 | 0 | 0 | 0 | 0 | 0 | 0 | 0 | 0 | 0 | 0 | 0 | 0 | 0 | 0 | 0 | 0 | 0 | 0 | 0 | 0 | 0 | 0 | 0 | 0 | 0 | 0 | 0 | 0 | 0 | 0 | 0 | 0 | 0 | 0 | 0 | 0 | 0 | 0 | 0 | 0 | 0 | 0 | 0 | 0 | 0 | 0 | 0 | 0 | 0 | 0 | 0 | 0 | 0 | 0 | 0 | 0 | 0 | 0 | 0 | 0 | 0 | 0 | 0 | 0 | 0 | 0 | 0 | 0 | 0 | 0 | 0 | 0 | 0 | 0 | 0 | 0 | 0 | 0 | 0 | 0 | 0 | 0 | 0 | 0 | 0 | 0 | 0 | 0 | 0 | 0 | 0 | 0 | 0 | 0 | 0 | 0 | 0 | 0 | 0 | 0 | 0 | 0
[12 empty] | 2014-06-07 | 0 | 0 | 0 | 0 | 0 |  | 0 | 0 | 0 | 0 | 0 | 0 | 0 | 0 | 0 | 0 | 0 | 0 | 0 |  | 0 | 0 | 0 | 0 | 0 |  | 0 | 0 | 0 | 0 | 0 | 0 | 0 | 0 |  | 0 |  |  |  |  | 0 | 0 | 0 | 0 | 0 | 0 | 0 | 0 | 0 | 0 | 0 | 0 |  | 0 | 0 | 0 | 0 | 0 | 0 | 0 | 0 | 0 | 0 | 0 | 0 | 0 | 0 | 0 | 0 | 0 | 0 | 0 | 0 | 0 | 0 | 0 | 0 | 0 | 0 | 0 | 0 | 0 | 0 | 0 | 0 | 0 | 0 | 0 | 0 | 0 | 0 | 0 | 0 | 0 | 0 | 0 | 0 | 0 | 0 | 0 | 0 | 0 | 0 | 0 | 0 | 0 | 0 | 0 | 0 | 0 | 0 | 0 | 0 | 0 | 0 | 0 | 0 | 0 | 0 | 0 | 0 | 0 | 0 | 0 | 0 | 0 | 0 | 0 | 0 | 0 | 0 | 0 | 0 | 0 | 0 | 0 | 0 | 0 | 0 | 0 | 0 | 0 | 0 | 0 | 0 | 0 | 0 | 0 | 0 | 0 | 0 | 0 | 0 | 0 | 0 | 0 | 0 | 0 | 0 | 0 | 0 | 0 | 0 | 0 | 0 | 0 | 0 | 0 | 0 | 0 | 0 | 0 | 0 | 0 | 0 | 0 | 0 | 0 | 0 | 0 | 0 | 0 | 0 | 0 | 0 | 0 | 0 | 0 | 0
[12 empty] | 2014-06-08 | 0 | 0 | 0 | 0 | 0 |  | 0 | 0 | 0 | 0 | 0 | 0 | 0 | 0 | 0 | 0 | 0 | 0 | 0 |  | 0 | 0 | 0 | 0 | 0 |  | 0 | 0 | 0 | 0 | 0 | 0 | 0 | 0 |  | 0 |  |  |  |  | 0 | 0 | 0 | 0 | 0 | 0 | 0 | 0 | 0 | 0 | 0 | 0 |  | 0 | 0 | 0 | 0 | 0 | 0 | 0 | 0 | 0 | 0 | 0 | 0 | 0 | 0 | 0 | 0 | 0 | 0 | 0 | 0 | 0 | 0 | 0 | 0 | 0 | 0 | 0 | 0 | 0 | 0 | 0 | 0 | 0 | 0 | 0 | 0 | 0 | 0 | 0 | 0 | 0 | 0 | 0 | 0 | 0 | 0 | 0 | 0 | 0 | 0 | 0 | 0 | 0 | 0 | 0 | 0 | 0 | 0 | 0 | 0 | 0 | 0 | 0 | 0 | 0 | 0 | 0 | 0 | 0 | 0 | 0 | 0 | 0 | 0 | 0 | 0 | 0 | 0 | 0 | 0 | 0 | 0 | 0 | 0 | 0 | 0 | 0 | 0 | 0 | 0 | 0 | 0 | 0 | 0 | 0 | 0 | 0 | 0 | 0 | 0 | 0 | 0 | 0 | 0 | 0 | 0 | 0 | 0 | 0 | 0 | 0 | 0 | 0 | 0 | 0 | 0 | 0 | 0 | 0 | 0 | 0 | 0 | 0 | 0 | 0 | 0 | 0 | 0 | 0 | 0 | 0 | 0 | 0 | 0 | 0 | 0
[12 empty] | 2014-06-09 | 0 | 0 | 0 | 0 | 0 |  | 0 | 0 | 0 | 0 | 0 | 0 | 0 | 0 | 0 | 0 | 0 | 0 | 0 |  | 0 | 0 | 0 | 0 | 0 |  | 0 | 0 | 0 | 0 | 0 | 0 | 0 | 0 |  | 0 |  |  |  |  | 0 | 0 | 0 | 0 | 0 | 0 | 0 | 0 | 0 | 0 | 0 | 0 |  | 0 | 0 | 0 | 0 | 0 | 0 | 0 | 0 | 0 | 0 | 0 | 0 | 0 | 0 | 0 | 0 | 0 | 0 | 0 | 0 | 0 | 0 | 0 | 0 | 0 | 0 | 0 | 0 | 0 | 0 | 0 | 0 | 0 | 0 | 0 | 0 | 0 | 0 | 0 | 0 | 0 | 0 | 0 | 0 | 0 | 0 | 0 | 0 | 0 | 0 | 0 | 0 | 0 | 0 | 0 | 0 | 0 | 0 | 0 | 0 | 0 | 0 | 0 | 0 | 0 | 0 | 0 | 0 | 0 | 0 | 0 | 0 | 0 | 0 | 0 | 0 | 0 | 0 | 0 | 0 | 0 | 0 | 0 | 0 | 0 | 0 | 0 | 0 | 0 | 0 | 0 | 0 | 0 | 0 | 0 | 0 | 0 | 0 | 0 | 0 | 0 | 0 | 0 | 0 | 0 | 0 | 0 | 0 | 0 | 0 | 0 | 0 | 0 | 0 | 0 | 0 | 0 | 0 | 0 | 0 | 0 | 0 | 0 | 0 | 0 | 0 | 0 | 0 | 0 | 0 | 0 | 0 | 0 | 0 | 0 | 0
[12 empty] | 2014-06-10 | 0 | 0 | 0 | 0 | 0 |  | 0 | 0 | 0 | 0 | 0 | 0 | 0 | 0 | 0 | 0 | 0 | 0 | 0 |  | 0 | 0 | 0 | 0 | 0 |  | 0 | 0 | 0 | 0 | 0 | 0 | 0 | 0 |  | 0 |  |  |  |  | 0 | 0 | 0 | 0 | 0 | 0 | 0 | 0 | 0 | 0 | 0 | 0 |  | 0 | 0 | 0 | 0 | 0 | 0 | 0 | 0 | 0 | 0 | 0 | 0 | 0 | 0 | 0 | 0 | 0 | 0 | 0 | 0 | 0 | 0 | 0 | 0 | 0 | 0 | 0 | 0 | 0 | 0 | 0 | 0 | 0 | 0 | 0 | 0 | 0 | 0 | 0 | 0 | 0 | 0 | 0 | 0 | 0 | 0 | 0 | 0 | 0 | 0 | 0 | 0 | 0 | 0 | 0 | 0 | 0 | 0 | 0 | 0 | 0 | 0 | 0 | 0 | 0 | 0 | 0 | 0 | 0 | 0 | 0 | 0 | 0 | 0 | 0 | 0 | 0 | 0 | 0 | 0 | 0 | 0 | 0 | 0 | 0 | 0 | 0 | 0 | 0 | 0 | 0 | 0 | 0 | 0 | 0 | 0 | 0 | 0 | 0 | 0 | 0 | 0 | 0 | 0 | 0 | 0 | 0 | 0 | 0 | 0 | 0 | 0 | 0 | 0 | 0 | 0 | 0 | 0 | 0 | 0 | 0 | 0 | 0 | 0 | 0 | 0 | 0 | 0 | 0 | 0 | 0 | 0 | 0 | 0 | 0 | 0
[12 empty] | 2014-06-11 | 0 | 0 | 0 | 0 | 0 |  | 0 | 0 | 0 | 0 | 0 | 0 | 0 | 0 | 0 | 0 | 0 | 0 | 0 |  | 0 | 0 | 0 | 0 | 0 |  | 0 | 0 | 0 | 0 | 0 | 0 | 0 | 0 |  | 0 |  |  |  |  | 0 | 0 | 0 | 0 | 0 | 0 | 0 | 0 | 0 | 0 | 0 | 0 |  | 0 | 0 | 0 | 0 | 0 | 0 | 0 | 0 | 0 | 0 | 0 | 0 | 0 | 0 | 0 | 0 | 0 | 0 | 0 | 0 | 0 | 0 | 0 | 0 | 0 | 0 | 0 | 0 | 0 | 0 | 0 | 0 | 0 | 0 | 0 | 0 | 0 | 0 | 0 | 0 | 0 | 0 | 0 | 0 | 0 | 0 | 0 | 0 | 0 | 0 | 0 | 0 | 0 | 0 | 0 | 0 | 0 | 0 | 0 | 0 | 0 | 0 | 0 | 0 | 0 | 0 | 0 | 0 | 0 | 0 | 0 | 0 | 0 | 0 | 0 | 0 | 0 | 0 | 0 | 0 | 0 | 0 | 0 | 0 | 0 | 0 | 0 | 0 | 0 | 0 | 0 | 0 | 0 | 0 | 0 | 0 | 0 | 0 | 0 | 0 | 0 | 0 | 0 | 0 | 0 | 0 | 0 | 0 | 0 | 0 | 0 | 0 | 0 | 0 | 0 | 0 | 0 | 0 | 0 | 0 | 0 | 0 | 0 | 0 | 0 | 0 | 0 | 0 | 0 | 0 | 0 | 0 | 0 | 0 | 0 | 0
[12 empty] | 2014-06-12 | 0 | 0 | 0 | 0 | 0 |  | 0 | 0 | 0 | 0 | 0 | 0 | 0 | 0 | 0 | 0 | 0 | 0 | 0 |  | 0 | 0 | 0 | 0 | 0 |  | 0 | 0 | 0 | 0 | 0 | 0 | 0 | 0 |  | 0 |  |  |  |  | 0 | 0 | 0 | 0 | 0 | 0 | 0 | 0 | 0 | 0 | 0 | 0 |  | 0 | 0 | 0 | 0 | 0 | 0 | 0 | 0 | 0 | 0 | 0 | 0 | 0 | 0 | 0 | 0 | 0 | 0 | 0 | 0 | 0 | 0 | 0 | 0 | 0 | 0 | 0 | 0 | 0 | 0 | 0 | 0 | 0 | 0 | 0 | 0 | 0 | 0 | 0 | 0 | 0 | 0 | 0 | 0 | 0 | 0 | 0 | 0 | 0 | 0 | 0 | 0 | 0 | 0 | 0 | 0 | 0 | 0 | 0 | 0 | 0 | 0 | 0 | 0 | 0 | 0 | 0 | 0 | 0 | 0 | 0 | 0 | 0 | 0 | 0 | 0 | 0 | 0 | 0 | 0 | 0 | 0 | 0 | 0 | 0 | 0 | 0 | 0 | 0 | 0 | 0 | 0 | 0 | 0 | 0 | 0 | 0 | 0 | 0 | 0 | 0 | 0 | 0 | 0 | 0 | 0 | 0 | 0 | 0 | 0 | 0 | 0 | 0 | 0 | 0 | 0 | 0 | 0 | 0 | 0 | 0 | 0 | 0 | 0 | 0 | 0 | 0 | 0 | 0 | 0 | 0 | 0 | 0 | 0 | 0 | 0
[12 empty] | 2014-06-13 | 0 | 0 | 0 | 0 | 0 |  | 0 | 0 | 0 | 0 | 0 | 0 | 0 | 0 | 0 | 0 | 0 | 0 | 0 |  | 0 | 0 | 0 | 0 | 0 |  | 0 | 0 | 0 | 0 | 0 | 0 | 0 | 0 |  | 0 |  |  |  |  | 0 | 0 | 0 | 0 | 0 | 0 | 0 | 0 | 0 | 0 | 0 | 0 |  | 0 | 0 | 0 | 0 | 0 | 0 | 0 | 0 | 0 | 0 | 0 | 0 | 0 | 0 | 0 | 0 | 0 | 0 | 0 | 0 | 0 | 0 | 0 | 0 | 0 | 0 | 0 | 0 | 0 | 0 | 0 | 0 | 0 | 0 | 0 | 0 | 0 | 0 | 0 | 0 | 0 | 0 | 0 | 0 | 0 | 0 | 0 | 0 | 0 | 0 | 0 | 0 | 0 | 0 | 0 | 0 | 0 | 0 | 0 | 0 | 0 | 0 | 0 | 0 | 0 | 0 | 0 | 0 | 0 | 0 | 0 | 0 | 0 | 0 | 0 | 0 | 0 | 0 | 0 | 0 | 0 | 0 | 0 | 0 | 0 | 0 | 0 | 0 | 0 | 0 | 0 | 0 | 0 | 0 | 0 | 0 | 0 | 0 | 0 | 0 | 0 | 0 | 0 | 0 | 0 | 0 | 0 | 0 | 0 | 0 | 0 | 0 | 0 | 0 | 0 | 0 | 0 | 0 | 0 | 0 | 0 | 0 | 0 | 0 | 0 | 0 | 0 | 0 | 0 | 0 | 0 | 0 | 0 | 0 | 0 | 0
[12 empty] | 2014-06-14 | 0 | 0 | 0 | 0 | 0 |  | 0 | 0 | 0 | 0 | 0 | 0 | 0 | 0 | 0 | 0 | 0 | 0 | 0 |  | 0 | 0 | 0 | 0 | 0 |  | 0 | 0 | 0 | 0 | 0 | 0 | 0 | 0 |  | 0 |  |  |  |  | 0 | 0 | 0 | 0 | 0 | 0 | 0 | 0 | 0 | 0 | 0 | 0 |  | 0 | 0 | 0 | 0 | 0 | 0 | 0 | 0 | 0 | 0 | 0 | 0 | 0 | 0 | 0 | 0 | 0 | 0 | 0 | 0 | 0 | 0 | 0 | 0 | 0 | 0 | 0 | 0 | 0 | 0 | 0 | 0 | 0 | 0 | 0 | 0 | 0 | 0 | 0 | 0 | 0 | 0 | 0 | 0 | 0 | 0 | 0 | 0 | 0 | 0 | 0 | 0 | 0 | 0 | 0 | 0 | 0 | 0 | 0 | 0 | 0 | 0 | 0 | 0 | 0 | 0 | 0 | 0 | 0 | 0 | 0 | 0 | 0 | 0 | 0 | 0 | 0 | 0 | 0 | 0 | 0 | 0 | 0 | 0 | 0 | 0 | 0 | 0 | 0 | 0 | 0 | 0 | 0 | 0 | 0 | 0 | 0 | 0 | 0 | 0 | 0 | 0 | 0 | 0 | 0 | 0 | 0 | 0 | 0 | 0 | 0 | 0 | 0 | 0 | 0 | 0 | 0 | 0 | 0 | 0 | 0 | 0 | 0 | 0 | 0 | 0 | 0 | 0 | 0 | 0 | 0 | 0 | 0 | 0 | 0 | 0
[12 empty] | 2014-06-15 | 0 | 0 | 0 | 0 | 0 |  | 0 | 0 | 0 | 0 | 0 | 0 | 0 | 0 | 0 | 0 | 0 | 0 | 0 |  | 0 | 0 | 0 | 0 | 0 |  | 0 | 0 | 0 | 0 | 0 | 0 | 0 | 0 |  | 0 |  |  |  |  | 0 | 0 | 0 | 0 | 0 | 0 | 0 | 0 | 0 | 0 | 0 | 0 |  | 0 | 0 | 0 | 0 | 0 | 0 | 0 | 0 | 0 | 0 | 0 | 0 | 0 | 0 | 0 | 0 | 0 | 0 | 0 | 0 | 0 | 0 | 0 | 0 | 0 | 0 | 0 | 0 | 0 | 0 | 0 | 0 | 0 | 0 | 0 | 0 | 0 | 0 | 0 | 0 | 0 | 0 | 0 | 0 | 0 | 0 | 0 | 0 | 0 | 0 | 0 | 0 | 0 | 0 | 0 | 0 | 0 | 0 | 0 | 0 | 0 | 0 | 0 | 0 | 0 | 0 | 0 | 0 | 0 | 0 | 0 | 0 | 0 | 0 | 0 | 0 | 0 | 0 | 0 | 0 | 0 | 0 | 0 | 0 | 0 | 0 | 0 | 0 | 0 | 0 | 0 | 0 | 0 | 0 | 0 | 0 | 0 | 0 | 0 | 0 | 0 | 0 | 0 | 0 | 0 | 0 | 0 | 0 | 0 | 0 | 0 | 0 | 0 | 0 | 0 | 0 | 0 | 0 | 0 | 0 | 0 | 0 | 0 | 0 | 0 | 0 | 0 | 0 | 0 | 0 | 0 | 0 | 0 | 0 | 0 | 0
[12 empty] | 2014-06-16 | 0 | 0 | 0 | 0 | 0 |  | 0 | 0 | 0 | 0 | 0 | 0 | 0 | 0 | 0 | 0 | 0 | 0 | 0 |  | 0 | 0 | 0 | 0 | 0 |  | 0 | 0 | 0 | 0 | 0 | 0 | 0 | 0 |  | 0 |  |  |  |  | 0 | 0 | 0 | 0 | 0 | 0 | 0 | 0 | 0 | 0 | 0 | 0 |  | 0 | 0 | 0 | 0 | 0 | 0 | 0 | 0 | 0 | 0 | 0 | 0 | 0 | 0 | 0 | 0 | 0 | 0 | 0 | 0 | 0 | 0 | 0 | 0 | 0 | 0 | 0 | 0 | 0 | 0 | 0 | 0 | 0 | 0 | 0 | 0 | 0 | 0 | 0 | 0 | 0 | 0 | 0 | 0 | 0 | 0 | 0 | 0 | 0 | 0 | 0 | 0 | 0 | 0 | 0 | 0 | 0 | 0 | 0 | 0 | 0 | 0 | 0 | 0 | 0 | 0 | 0 | 0 | 0 | 0 | 0 | 0 | 0 | 0 | 0 | 0 | 0 | 0 | 0 | 0 | 0 | 0 | 0 | 0 | 0 | 0 | 0 | 0 | 0 | 0 | 0 | 0 | 0 | 0 | 0 | 0 | 0 | 0 | 0 | 0 | 0 | 0 | 0 | 0 | 0 | 0 | 0 | 0 | 0 | 0 | 0 | 0 | 0 | 0 | 0 | 0 | 0 | 0 | 0 | 0 | 0 | 0 | 0 | 0 | 0 | 0 | 0 | 0 | 0 | 0 | 0 | 0 | 0 | 0 | 0 | 0
[12 empty] | 2014-06-17 | 0 | 0 | 0 | 0 | 0 |  | 0 | 0 | 0 | 0 | 0 | 0 | 0 | 0 | 0 | 0 | 0 | 0 | 0 |  | 0 | 0 | 0 | 0 | 0 |  | 0 | 0 | 0 | 0 | 0 | 0 | 0 | 0 |  | 0 |  |  |  |  | 0 | 0 | 0 | 0 | 0 | 0 | 0 | 0 | 0 | 0 | 0 | 0 |  | 0 | 0 | 0 | 0 | 0 | 0 | 0 | 0 | 0 | 0 | 0 | 0 | 0 | 0 | 0 | 0 | 0 | 0 | 0 | 0 | 0 | 0 | 0 | 0 | 0 | 0 | 0 | 0 | 0 | 0 | 0 | 0 | 0 | 0 | 0 | 0 | 0 | 0 | 0 | 0 | 0 | 0 | 0 | 0 | 0 | 0 | 0 | 0 | 0 | 0 | 0 | 0 | 0 | 0 | 0 | 0 | 0 | 0 | 0 | 0 | 0 | 0 | 0 | 0 | 0 | 0 | 0 | 0 | 0 | 0 | 0 | 0 | 0 | 0 | 0 | 0 | 0 | 0 | 0 | 0 | 0 | 0 | 0 | 0 | 0 | 0 | 0 | 0 | 0 | 0 | 0 | 0 | 0 | 0 | 0 | 0 | 0 | 0 | 0 | 0 | 0 | 0 | 0 | 0 | 0 | 0 | 0 | 0 | 0 | 0 | 0 | 0 | 0 | 0 | 0 | 0 | 0 | 0 | 0 | 0 | 0 | 0 | 0 | 0 | 0 | 0 | 0 | 0 | 0 | 0 | 0 | 0 | 0 | 0 | 0 | 0
[12 empty] | 2014-06-18 | 0 | 0 | 0 | 0 | 0 |  | 0 | 0 | 0 | 0 | 0 | 0 | 0 | 0 | 0 | 0 | 0 | 0 | 0 |  | 0 | 0 | 0 | 0 | 0 |  | 0 | 0 | 0 | 0 | 0 | 0 | 0 | 0 |  | 0 |  |  |  |  | 0 | 0 | 0 | 0 | 0 | 0 | 0 | 0 | 0 | 0 | 0 | 0 |  | 0 | 0 | 0 | 0 | 0 | 0 | 0 | 0 | 0 | 0 | 0 | 0 | 0 | 0 | 0 | 0 | 0 | 0 | 0 | 0 | 0 | 0 | 0 | 0 | 0 | 0 | 0 | 0 | 0 | 0 | 0 | 0 | 0 | 0 | 0 | 0 | 0 | 0 | 0 | 0 | 0 | 0 | 0 | 0 | 0 | 0 | 0 | 0 | 0 | 0 | 0 | 0 | 0 | 0 | 0 | 0 | 0 | 0 | 0 | 0 | 0 | 0 | 0 | 0 | 0 | 0 | 0 | 0 | 0 | 0 | 0 | 0 | 0 | 0 | 0 | 0 | 0 | 0 | 0 | 0 | 0 | 0 | 0 | 0 | 0 | 0 | 0 | 0 | 0 | 0 | 0 | 0 | 0 | 0 | 0 | 0 | 0 | 0 | 0 | 0 | 0 | 0 | 0 | 0 | 0 | 0 | 0 | 0 | 0 | 0 | 0 | 0 | 0 | 0 | 0 | 0 | 0 | 0 | 0 | 0 | 0 | 0 | 0 | 0 | 0 | 0 | 0 | 0 | 0 | 0 | 0 | 0 | 0 | 0 | 0 | 0
[12 empty] | 2014-06-19 | 0 | 0 | 0 | 0 | 0 |  | 0 | 0 | 0 | 0 | 0 | 0 | 0 | 0 | 0 | 0 | 0 | 0 | 0 |  | 0 | 0 | 0 | 0 | 0 |  | 0 | 0 | 0 | 0 | 0 | 0 | 0 | 0 |  | 0 |  |  |  |  | 0 | 0 | 0 | 0 | 0 | 0 | 0 | 0 | 0 | 0 | 0 | 0 |  | 0 | 0 | 0 | 0 | 0 | 0 | 0 | 0 | 0 | 0 | 0 | 0 | 0 | 0 | 0 | 0 | 0 | 0 | 0 | 0 | 0 | 0 | 0 | 0 | 0 | 0 | 0 | 0 | 0 | 0 | 0 | 0 | 0 | 0 | 0 | 0 | 0 | 0 | 0 | 0 | 0 | 0 | 0 | 0 | 0 | 0 | 0 | 0 | 0 | 0 | 0 | 0 | 0 | 0 | 0 | 0 | 0 | 0 | 0 | 0 | 0 | 0 | 0 | 0 | 0 | 0 | 0 | 0 | 0 | 0 | 0 | 0 | 0 | 0 | 0 | 0 | 0 | 0 | 0 | 0 | 0 | 0 | 0 | 0 | 0 | 0 | 0 | 0 | 0 | 0 | 0 | 0 | 0 | 0 | 0 | 0 | 0 | 0 | 0 | 0 | 0 | 0 | 0 | 0 | 0 | 0 | 0 | 0 | 0 | 0 | 0 | 0 | 0 | 0 | 0 | 0 | 0 | 0 | 0 | 0 | 0 | 0 | 0 | 0 | 0 | 0 | 0 | 0 | 0 | 0 | 0 | 0 | 0 | 0 | 0 | 0
[12 empty] | 2014-06-20 | 0 | 0 | 0 | 0 | 0 |  | 0 | 0 | 0 | 0 | 0 | 0 | 0 | 0 | 0 | 0 | 0 | 0 | 0 |  | 0 | 0 | 0 | 0 | 0 |  | 0 | 0 | 0 | 0 | 0 | 0 | 0 | 0 |  | 0 |  |  |  |  | 0 | 0 | 0 | 0 | 0 | 0 | 0 | 0 | 0 | 0 | 0 | 0 |  | 0 | 0 | 0 | 0 | 0 | 0 | 0 | 0 | 0 | 0 | 0 | 0 | 0 | 0 | 0 | 0 | 0 | 0 | 0 | 0 | 0 | 0 | 0 | 0 | 0 | 0 | 0 | 0 | 0 | 0 | 0 | 0 | 0 | 0 | 0 | 0 | 0 | 0 | 0 | 0 | 0 | 0 | 0 | 0 | 0 | 0 | 0 | 0 | 0 | 0 | 0 | 0 | 0 | 0 | 0 | 0 | 0 | 0 | 0 | 0 | 0 | 0 | 0 | 0 | 0 | 0 | 0 | 0 | 0 | 0 | 0 | 0 | 0 | 0 | 0 | 0 | 0 | 0 | 0 | 0 | 0 | 0 | 0 | 0 | 0 | 0 | 0 | 0 | 0 | 0 | 0 | 0 | 0 | 0 | 0 | 0 | 0 | 0 | 0 | 0 | 0 | 0 | 0 | 0 | 0 | 0 | 0 | 0 | 0 | 0 | 0 | 0 | 0 | 0 | 0 | 0 | 0 | 0 | 0 | 0 | 0 | 0 | 0 | 0 | 0 | 0 | 0 | 0 | 0 | 0 | 0 | 0 | 0 | 0 | 0 | 0
[12 empty] | 2014-06-21 | 0 | 0 | 0 | 0 | 0 |  | 0 | 0 | 0 | 0 | 0 | 0 | 0 | 0 | 0 | 0 | 0 | 0 | 0 |  | 0 | 0 | 0 | 0 | 0 |  | 0 | 0 | 0 | 0 | 0 | 0 | 0 | 0 |  | 0 |  |  |  |  | 0 | 0 | 0 | 0 | 0 | 0 | 0 | 0 | 0 | 0 | 0 | 0 |  | 0 | 0 | 0 | 0 | 0 | 0 | 0 | 0 | 0 | 0 | 0 | 0 | 0 | 0 | 0 | 0 | 0 | 0 | 0 | 0 | 0 | 0 | 0 | 0 | 0 | 0 | 0 | 0 | 0 | 0 | 0 | 0 | 0 | 0 | 0 | 0 | 0 | 0 | 0 | 0 | 0 | 0 | 0 | 0 | 0 | 0 | 0 | 0 | 0 | 0 | 0 | 0 | 0 | 0 | 0 | 0 | 0 | 0 | 0 | 0 | 0 | 0 | 0 | 0 | 0 | 0 | 0 | 0 | 0 | 0 | 0 | 0 | 0 | 0 | 0 | 0 | 0 | 0 | 0 | 0 | 0 | 0 | 0 | 0 | 0 | 0 | 0 | 0 | 0 | 0 | 0 | 0 | 0 | 0 | 0 | 0 | 0 | 0 | 0 | 0 | 0 | 0 | 0 | 0 | 0 | 0 | 0 | 0 | 0 | 0 | 0 | 0 | 0 | 0 | 0 | 0 | 0 | 0 | 0 | 0 | 0 | 0 | 0 | 0 | 0 | 0 | 0 | 0 | 0 | 0 | 0 | 0 | 0 | 0 | 0 | 0
[12 empty] | 2014-06-22 | 0 | 0 | 0 | 0 | 0 |  | 0 | 0 | 0 | 0 | 0 | 0 | 0 | 0 | 0 | 0 | 0 | 0 | 0 |  | 0 | 0 | 0 | 0 | 0 |  | 0 | 0 | 0 | 0 | 0 | 0 | 0 | 0 |  | 0 |  |  |  |  | 0 | 0 | 0 | 0 | 0 | 0 | 0 | 0 | 0 | 0 | 0 | 0 |  | 0 | 0 | 0 | 0 | 0 | 0 | 0 | 0 | 0 | 0 | 0 | 0 | 0 | 0 | 0 | 0 | 0 | 0 | 0 | 0 | 0 | 0 | 0 | 0 | 0 | 0 | 0 | 0 | 0 | 0 | 0 | 0 | 0 | 0 | 0 | 0 | 0 | 0 | 0 | 0 | 0 | 0 | 0 | 0 | 0 | 0 | 0 | 0 | 0 | 0 | 0 | 0 | 0 | 0 | 0 | 0 | 0 | 0 | 0 | 0 | 0 | 0 | 0 | 0 | 0 | 0 | 0 | 0 | 0 | 0 | 0 | 0 | 0 | 0 | 0 | 0 | 0 | 0 | 0 | 0 | 0 | 0 | 0 | 0 | 0 | 0 | 0 | 0 | 0 | 0 | 0 | 0 | 0 | 0 | 0 | 0 | 0 | 0 | 0 | 0 | 0 | 0 | 0 | 0 | 0 | 0 | 0 | 0 | 0 | 0 | 0 | 0 | 0 | 0 | 0 | 0 | 0 | 0 | 0 | 0 | 0 | 0 | 0 | 0 | 0 | 0 | 0 | 0 | 0 | 0 | 0 | 0 | 0 | 0 | 0 | 0
[12 empty] | 2014-06-23 | 0 | 0 | 0 | 0 | 0 |  | 0 | 0 | 0 | 0 | 0 | 0 | 0 | 0 | 0 | 0 | 0 | 0 | 0 |  | 0 | 0 | 0 | 0 | 0 |  | 0 | 0 | 0 | 0 | 0 | 0 | 0 | 0 |  | 0 |  |  |  |  | 0 | 0 | 0 | 0 | 0 | 0 | 0 | 0 | 0 | 0 | 0 | 0 |  | 0 | 0 | 0 | 0 | 0 | 0 | 0 | 0 | 0 | 0 | 0 | 0 | 0 | 0 | 0 | 0 | 0 | 0 | 0 | 0 | 0 | 0 | 0 | 0 | 0 | 0 | 0 | 0 | 0 | 0 | 0 | 0 | 0 | 0 | 0 | 0 | 0 | 0 | 0 | 0 | 0 | 0 | 0 | 0 | 0 | 0 | 0 | 0 | 0 | 0 | 0 | 0 | 0 | 0 | 0 | 0 | 0 | 0 | 0 | 0 | 0 | 0 | 0 | 0 | 0 | 0 | 0 | 0 | 0 | 0 | 0 | 0 | 0 | 0 | 0 | 0 | 0 | 0 | 0 | 0 | 0 | 0 | 0 | 0 | 0 | 0 | 0 | 0 | 0 | 0 | 0 | 0 | 0 | 0 | 0 | 0 | 0 | 0 | 0 | 0 | 0 | 0 | 0 | 0 | 0 | 0 | 0 | 0 | 0 | 0 | 0 | 0 | 0 | 0 | 0 | 0 | 0 | 0 | 0 | 0 | 0 | 0 | 0 | 0 | 0 | 0 | 0 | 0 | 0 | 0 | 0 | 0 | 0 | 0 | 0 | 0
[12 empty] | 2014-06-24 | 0 | 0 | 0 | 0 | 0 |  | 0 | 0 | 0 | 0 | 0 | 0 | 0 | 0 | 0 | 0 | 0 | 0 | 0 |  | 0 | 0 | 0 | 0 | 0 |  | 0 | 0 | 0 | 0 | 0 | 0 | 0 | 0 |  | 0 |  |  |  |  | 0 | 0 | 0 | 0 | 0 | 0 | 0 | 0 | 0 | 0 | 0 | 0 |  | 0 | 0 | 0 | 0 | 0 | 0 | 0 | 0 | 0 | 0 | 0 | 0 | 0 | 0 | 0 | 0 | 0 | 0 | 0 | 0 | 0 | 0 | 0 | 0 | 0 | 0 | 0 | 0 | 0 | 0 | 0 | 0 | 0 | 0 | 0 | 0 | 0 | 0 | 0 | 0 | 0 | 0 | 0 | 0 | 0 | 0 | 0 | 0 | 0 | 0 | 0 | 0 | 0 | 0 | 0 | 0 | 0 | 0 | 0 | 0 | 0 | 0 | 0 | 0 | 0 | 0 | 0 | 0 | 0 | 0 | 0 | 0 | 0 | 0 | 0 | 0 | 0 | 0 | 0 | 0 | 0 | 0 | 0 | 0 | 0 | 0 | 0 | 0 | 0 | 0 | 0 | 0 | 0 | 0 | 0 | 0 | 0 | 0 | 0 | 0 | 0 | 0 | 0 | 0 | 0 | 0 | 0 | 0 | 0 | 0 | 0 | 0 | 0 | 0 | 0 | 0 | 0 | 0 | 0 | 0 | 0 | 0 | 0 | 0 | 0 | 0 | 0 | 0 | 0 | 0 | 0 | 0 | 0 | 0 | 0 | 0
[12 empty] | 2014-06-25 | 0 | 0 | 0 | 0 | 0 |  | 0 | 0 | 0 | 0 | 0 | 0 | 0 | 0 | 0 | 0 | 0 | 0 | 0 |  | 0 | 0 | 0 | 0 | 0 |  | 0 | 0 | 0 | 0 | 0 | 0 | 0 | 0 |  | 0 |  |  |  |  | 0 | 0 | 0 | 0 | 0 | 0 | 0 | 0 | 0 | 0 | 0 | 0 |  | 0 | 0 | 0 | 0 | 0 | 0 | 0 | 0 | 0 | 0 | 0 | 0 | 0 | 0 | 0 | 0 | 0 | 0 | 0 | 0 | 0 | 0 | 0 | 0 | 0 | 0 | 0 | 0 | 0 | 0 | 0 | 0 | 0 | 0 | 0 | 0 | 0 | 0 | 0 | 0 | 0 | 0 | 0 | 0 | 0 | 0 | 0 | 0 | 0 | 0 | 0 | 0 | 0 | 0 | 0 | 0 | 0 | 0 | 0 | 0 | 0 | 0 | 0 | 0 | 0 | 0 | 0 | 0 | 0 | 0 | 0 | 0 | 0 | 0 | 0 | 0 | 0 | 0 | 0 | 0 | 0 | 0 | 0 | 0 | 0 | 0 | 0 | 0 | 0 | 0 | 0 | 0 | 0 | 0 | 0 | 0 | 0 | 0 | 0 | 0 | 0 | 0 | 0 | 0 | 0 | 0 | 0 | 0 | 0 | 0 | 0 | 0 | 0 | 0 | 0 | 0 | 0 | 0 | 0 | 0 | 0 | 0 | 0 | 0 | 0 | 0 | 0 | 0 | 0 | 0 | 0 | 0 | 0 | 0 | 0 | 0
[12 empty] | 2014-06-26 | 0 | 0 | 0 | 0 | 0 |  | 0 | 0 | 0 | 0 | 0 | 0 | 0 | 0 | 0 | 0 | 0 | 0 | 0 |  | 0 | 0 | 0 | 0 | 0 |  | 0 | 0 | 0 | 0 | 0 | 0 | 0 | 0 |  | 0 |  |  |  |  | 0 | 0 | 0 | 0 | 0 | 0 | 0 | 0 | 0 | 0 | 0 | 0 |  | 0 | 0 | 0 | 0 | 0 | 0 | 0 | 0 | 0 | 0 | 0 | 0 | 0 | 0 | 0 | 0 | 0 | 0 | 0 | 0 | 0 | 0 | 0 | 0 | 0 | 0 | 0 | 0 | 0 | 0 | 0 | 0 | 0 | 0 | 0 | 0 | 0 | 0 | 0 | 0 | 0 | 0 | 0 | 0 | 0 | 0 | 0 | 0 | 0 | 0 | 0 | 0 | 0 | 0 | 0 | 0 | 0 | 0 | 0 | 0 | 0 | 0 | 0 | 0 | 0 | 0 | 0 | 0 | 0 | 0 | 0 | 0 | 0 | 0 | 0 | 0 | 0 | 0 | 0 | 0 | 0 | 0 | 0 | 0 | 0 | 0 | 0 | 0 | 0 | 0 | 0 | 0 | 0 | 0 | 0 | 0 | 0 | 0 | 0 | 0 | 0 | 0 | 0 | 0 | 0 | 0 | 0 | 0 | 0 | 0 | 0 | 0 | 0 | 0 | 0 | 0 | 0 | 0 | 0 | 0 | 0 | 0 | 0 | 0 | 0 | 0 | 0 | 0 | 0 | 0 | 0 | 0 | 0 | 0 | 0 | 0
[12 empty] | 2014-06-27 | 0 | 0 | 0 | 0 | 0 |  | 0 | 0 | 0 | 0 | 0 | 0 | 0 | 0 | 0 | 0 | 0 | 0 | 0 |  | 0 | 0 | 0 | 0 | 0 |  | 0 | 0 | 0 | 0 | 0 | 0 | 0 | 0 |  | 0 |  |  |  |  | 0 | 0 | 0 | 0 | 0 | 0 | 0 | 0 | 0 | 0 | 0 | 0 |  | 0 | 0 | 0 | 0 | 0 | 0 | 0 | 0 | 0 | 0 | 0 | 0 | 0 | 0 | 0 | 0 | 0 | 0 | 0 | 0 | 0 | 0 | 0 | 0 | 0 | 0 | 0 | 0 | 0 | 0 | 0 | 0 | 0 | 0 | 0 | 0 | 0 | 0 | 0 | 0 | 0 | 0 | 0 | 0 | 0 | 0 | 0 | 0 | 0 | 0 | 0 | 0 | 0 | 0 | 0 | 0 | 0 | 0 | 0 | 0 | 0 | 0 | 0 | 0 | 0 | 0 | 0 | 0 | 0 | 0 | 0 | 0 | 0 | 0 | 0 | 0 | 0 | 0 | 0 | 0 | 0 | 0 | 0 | 0 | 0 | 0 | 0 | 0 | 0 | 0 | 0 | 0 | 0 | 0 | 0 | 0 | 0 | 0 | 0 | 0 | 0 | 0 | 0 | 0 | 0 | 0 | 0 | 0 | 0 | 0 | 0 | 0 | 0 | 0 | 0 | 0 | 0 | 0 | 0 | 0 | 0 | 0 | 0 | 0 | 0 | 0 | 0 | 0 | 0 | 0 | 0 | 0 | 0 | 0 | 0 | 0
[12 empty] | 2014-06-28 | 0 | 0 | 0 | 0 | 0 |  | 0 | 0 | 0 | 0 | 0 | 0 | 0 | 0 | 0 | 0 | 0 | 0 | 0 |  | 0 | 0 | 0 | 0 | 0 |  | 0 | 0 | 0 | 0 | 0 | 0 | 0 | 0 |  | 0 |  |  |  |  | 0 | 0 | 0 | 0 | 0 | 0 | 0 | 0 | 0 | 0 | 0 | 0 |  | 0 | 0 | 0 | 0 | 0 | 0 | 0 | 0 | 0 | 0 | 0 | 0 | 0 | 0 | 0 | 0 | 0 | 0 | 0 | 0 | 0 | 0 | 0 | 0 | 0 | 0 | 0 | 0 | 0 | 0 | 0 | 0 | 0 | 0 | 0 | 0 | 0 | 0 | 0 | 0 | 0 | 0 | 0 | 0 | 0 | 0 | 0 | 0 | 0 | 0 | 0 | 0 | 0 | 0 | 0 | 0 | 0 | 0 | 0 | 0 | 0 | 0 | 0 | 0 | 0 | 0 | 0 | 0 | 0 | 0 | 0 | 0 | 0 | 0 | 0 | 0 | 0 | 0 | 0 | 0 | 0 | 0 | 0 | 0 | 0 | 0 | 0 | 0 | 0 | 0 | 0 | 0 | 0 | 0 | 0 | 0 | 0 | 0 | 0 | 0 | 0 | 0 | 0 | 0 | 0 | 0 | 0 | 0 | 0 | 0 | 0 | 0 | 0 | 0 | 0 | 0 | 0 | 0 | 0 | 0 | 0 | 0 | 0 | 0 | 0 | 0 | 0 | 0 | 0 | 0 | 0 | 0 | 0 | 0 | 0 | 0
[12 empty] | 2014-06-29 | 0 | 0 | 0 | 0 | 0 |  | 0 | 0 | 0 | 0 | 0 | 0 | 0 | 0 | 0 | 0 | 0 | 0 | 0 |  | 0 | 0 | 0 | 0 | 0 |  | 0 | 0 | 0 | 0 | 0 | 0 | 0 | 0 |  | 0 |  |  |  |  | 0 | 0 | 0 | 0 | 0 | 0 | 0 | 0 | 0 | 0 | 0 | 0 |  | 0 | 0 | 0 | 0 | 0 | 0 | 0 | 0 | 0 | 0 | 0 | 0 | 0 | 0 | 0 | 0 | 0 | 0 | 0 | 0 | 0 | 0 | 0 | 0 | 0 | 0 | 0 | 0 | 0 | 0 | 0 | 0 | 0 | 0 | 0 | 0 | 0 | 0 | 0 | 0 | 0 | 0 | 0 | 0 | 0 | 0 | 0 | 0 | 0 | 0 | 0 | 0 | 0 | 0 | 0 | 0 | 0 | 0 | 0 | 0 | 0 | 0 | 0 | 0 | 0 | 0 | 0 | 0 | 0 | 0 | 0 | 0 | 0 | 0 | 0 | 0 | 0 | 0 | 0 | 0 | 0 | 0 | 0 | 0 | 0 | 0 | 0 | 0 | 0 | 0 | 0 | 0 | 0 | 0 | 0 | 0 | 0 | 0 | 0 | 0 | 0 | 0 | 0 | 0 | 0 | 0 | 0 | 0 | 0 | 0 | 0 | 0 | 0 | 0 | 0 | 0 | 0 | 0 | 0 | 0 | 0 | 0 | 0 | 0 | 0 | 0 | 0 | 0 | 0 | 0 | 0 | 0 | 0 | 0 | 0 | 0
[12 empty] | 2014-06-30 | 0 | 0 | 0 | 0 | 0 |  | 0 | 0 | 0 | 0 | 0 | 0 | 0 | 0 | 0 | 0 | 0 | 0 | 0 |  | 0 | 0 | 0 | 0 | 0 |  | 0 | 0 | 0 | 0 | 0 | 0 | 0 | 0 |  | 0 |  |  |  |  | 0 | 0 | 0 | 0 | 0 | 0 | 0 | 0 | 0 | 0 | 0 | 0 |  | 0 | 0 | 0 | 0 | 0 | 0 | 0 | 0 | 0 | 0 | 0 | 0 | 0 | 0 | 0 | 0 | 0 | 0 | 0 | 0 | 0 | 0 | 0 | 0 | 0 | 0 | 0 | 0 | 0 | 0 | 0 | 0 | 0 | 0 | 0 | 0 | 0 | 0 | 0 | 0 | 0 | 0 | 0 | 0 | 0 | 0 | 0 | 0 | 0 | 0 | 0 | 0 | 0 | 0 | 0 | 0 | 0 | 0 | 0 | 0 | 0 | 0 | 0 | 0 | 0 | 0 | 0 | 0 | 0 | 0 | 0 | 0 | 0 | 0 | 0 | 0 | 0 | 0 | 0 | 0 | 0 | 0 | 0 | 0 | 0 | 0 | 0 | 0 | 0 | 0 | 0 | 0 | 0 | 0 | 0 | 0 | 0 | 0 | 0 | 0 | 0 | 0 | 0 | 0 | 0 | 0 | 0 | 0 | 0 | 0 | 0 | 0 | 0 | 0 | 0 | 0 | 0 | 0 | 0 | 0 | 0 | 0 | 0 | 0 | 0 | 0 | 0 | 0 | 0 | 0 | 0 | 0 | 0 | 0 | 0 | 0
[12 empty] | 2014-07-01 | 0 | 0 | 0 | 0 | 0 |  | 0 | 0 | 0 | 0 | 0 | 0 | 0 | 0 | 0 | 0 | 0 | 0 | 0 |  | 0 | 0 | 0 | 0 | 0 |  | 0 | 0 | 0 | 0 | 0 | 0 | 0 | 0 |  | 0 |  |  |  |  | 0 | 0 | 0 | 0 | 0 | 0 | 0 | 0 | 0 | 0 | 0 | 0 |  | 0 | 0 | 0 | 0 | 0 | 0 | 0 | 0 | 0 | 0 | 0 | 0 | 0 | 0 | 0 | 0 | 0 | 0 | 0 | 0 | 0 | 0 | 0 | 0 | 0 | 0 | 0 | 0 | 0 | 0 | 0 | 0 | 0 | 0 | 0 | 0 | 0 | 0 | 0 | 0 | 0 | 0 | 0 | 0 | 0 | 0 | 0 | 0 | 0 | 0 | 0 | 0 | 0 | 0 | 0 | 0 | 0 | 0 | 0 | 0 | 0 | 0 | 0 | 0 | 0 | 0 | 0 | 0 | 0 | 0 | 0 | 0 | 0 | 0 | 0 | 0 | 0 | 0 | 0 | 0 | 0 | 0 | 0 | 0 | 0 | 0 | 0 | 0 | 0 | 0 | 0 | 0 | 0 | 0 | 0 | 0 | 0 | 0 | 0 | 0 | 0 | 0 | 0 | 0 | 0 | 0 | 0 | 0 | 0 | 0 | 0 | 0 | 0 | 0 | 0 | 0 | 0 | 0 | 0 | 0 | 0 | 0 | 0 | 0 | 0 | 0 | 0 | 0 | 0 | 0 | 0 | 0 | 0 | 0 | 0 | 0
[12 empty] | 2014-07-02 | 0 | 0 | 0 | 0 | 0 |  | 0 | 0 | 0 | 0 | 0 | 0 | 0 | 0 | 0 | 0 | 0 | 0 | 0 |  | 0 | 0 | 0 | 0 | 0 |  | 0 | 0 | 0 | 0 | 0 | 0 | 0 | 0 |  | 0 |  |  |  |  | 0 | 0 | 0 | 0 | 0 | 0 | 0 | 0 | 0 | 0 | 0 | 0 |  | 0 | 0 | 0 | 0 | 0 | 0 | 0 | 0 | 0 | 0 | 0 | 0 | 0 | 0 | 0 | 0 | 0 | 0 | 0 | 0 | 0 | 0 | 0 | 0 | 0 | 0 | 0 | 0 | 0 | 0 | 0 | 0 | 0 | 0 | 0 | 0 | 0 | 0 | 0 | 0 | 0 | 0 | 0 | 0 | 0 | 0 | 0 | 0 | 0 | 0 | 0 | 0 | 0 | 0 | 0 | 0 | 0 | 0 | 0 | 0 | 0 | 0 | 0 | 0 | 0 | 0 | 0 | 0 | 0 | 0 | 0 | 0 | 0 | 0 | 0 | 0 | 0 | 0 | 0 | 0 | 0 | 0 | 0 | 0 | 0 | 0 | 0 | 0 | 0 | 0 | 0 | 0 | 0 | 0 | 0 | 0 | 0 | 0 | 0 | 0 | 0 | 0 | 0 | 0 | 0 | 0 | 0 | 0 | 0 | 0 | 0 | 0 | 0 | 0 | 0 | 0 | 0 | 0 | 0 | 0 | 0 | 0 | 0 | 0 | 0 | 0 | 0 | 0 | 0 | 0 | 0 | 0 | 0 | 0 | 0 | 0
[12 empty] | 2014-07-03 | 0 | 0 | 0 | 0 | 0 |  | 0 | 0 | 0 | 0 | 0 | 0 | 0 | 0 | 0 | 0 | 0 | 0 | 0 |  | 0 | 0 | 0 | 0 | 0 |  | 0 | 0 | 0 | 0 | 0 | 0 | 0 | 0 |  | 0 |  |  |  |  | 0 | 0 | 0 | 0 | 0 | 0 | 0 | 0 | 0 | 0 | 0 | 0 |  | 0 | 0 | 0 | 0 | 0 | 0 | 0 | 0 | 0 | 0 | 0 | 0 | 0 | 0 | 0 | 0 | 0 | 0 | 0 | 0 | 0 | 0 | 0 | 0 | 0 | 0 | 0 | 0 | 0 | 0 | 0 | 0 | 0 | 0 | 0 | 0 | 0 | 0 | 0 | 0 | 0 | 0 | 0 | 0 | 0 | 0 | 0 | 0 | 0 | 0 | 0 | 0 | 0 | 0 | 0 | 0 | 0 | 0 | 0 | 0 | 0 | 0 | 0 | 0 | 0 | 0 | 0 | 0 | 0 | 0 | 0 | 0 | 0 | 0 | 0 | 0 | 0 | 0 | 0 | 0 | 0 | 0 | 0 | 0 | 0 | 0 | 0 | 0 | 0 | 0 | 0 | 0 | 0 | 0 | 0 | 0 | 0 | 0 | 0 | 0 | 0 | 0 | 0 | 0 | 0 | 0 | 0 | 0 | 0 | 0 | 0 | 0 | 0 | 0 | 0 | 0 | 0 | 0 | 0 | 0 | 0 | 0 | 0 | 0 | 0 | 0 | 0 | 0 | 0 | 0 | 0 | 0 | 0 | 0 | 0 | 0
[12 empty] | 2014-07-04 | 0 | 0 | 0 | 0 | 0 |  | 0 | 0 | 0 | 0 | 0 | 0 | 0 | 0 | 0 | 0 | 0 | 0 | 0 |  | 0 | 0 | 0 | 0 | 0 |  | 0 | 0 | 0 | 0 | 0 | 0 | 0 | 0 |  | 0 |  |  |  |  | 0 | 0 | 0 | 0 | 0 | 0 | 0 | 0 | 0 | 0 | 0 | 0 |  | 0 | 0 | 0 | 0 | 0 | 0 | 0 | 0 | 0 | 0 | 0 | 0 | 0 | 0 | 0 | 0 | 0 | 0 | 0 | 0 | 0 | 0 | 0 | 0 | 0 | 0 | 0 | 0 | 0 | 0 | 0 | 0 | 0 | 0 | 0 | 0 | 0 | 0 | 0 | 0 | 0 | 0 | 0 | 0 | 0 | 0 | 0 | 0 | 0 | 0 | 0 | 0 | 0 | 0 | 0 | 0 | 0 | 0 | 0 | 0 | 0 | 0 | 0 | 0 | 0 | 0 | 0 | 0 | 0 | 0 | 0 | 0 | 0 | 0 | 0 | 0 | 0 | 0 | 0 | 0 | 0 | 0 | 0 | 0 | 0 | 0 | 0 | 0 | 0 | 0 | 0 | 0 | 0 | 0 | 0 | 0 | 0 | 0 | 0 | 0 | 0 | 0 | 0 | 0 | 0 | 0 | 0 | 0 | 0 | 0 | 0 | 0 | 0 | 0 | 0 | 0 | 0 | 0 | 0 | 0 | 0 | 0 | 0 | 0 | 0 | 0 | 0 | 0 | 0 | 0 | 0 | 0 | 0 | 0 | 0 | 0
[12 empty] | 2014-07-05 | 0 | 0 | 0 | 0 | 0 |  | 0 | 0 | 0 | 0 | 0 | 0 | 0 | 0 | 0 | 0 | 0 | 0 | 0 |  | 0 | 0 | 0 | 0 | 0 |  | 0 | 0 | 0 | 0 | 0 | 0 | 0 | 0 |  | 0 |  |  |  |  | 0 | 0 | 0 | 0 | 0 | 0 | 0 | 0 | 0 | 0 | 0 | 0 |  | 0 | 0 | 0 | 0 | 0 | 0 | 0 | 0 | 0 | 0 | 0 | 0 | 0 | 0 | 0 | 0 | 0 | 0 | 0 | 0 | 0 | 0 | 0 | 0 | 0 | 0 | 0 | 0 | 0 | 0 | 0 | 0 | 0 | 0 | 0 | 0 | 0 | 0 | 0 | 0 | 0 | 0 | 0 | 0 | 0 | 0 | 0 | 0 | 0 | 0 | 0 | 0 | 0 | 0 | 0 | 0 | 0 | 0 | 0 | 0 | 0 | 0 | 0 | 0 | 0 | 0 | 0 | 0 | 0 | 0 | 0 | 0 | 0 | 0 | 0 | 0 | 0 | 0 | 0 | 0 | 0 | 0 | 0 | 0 | 0 | 0 | 0 | 0 | 0 | 0 | 0 | 0 | 0 | 0 | 0 | 0 | 0 | 0 | 0 | 0 | 0 | 0 | 0 | 0 | 0 | 0 | 0 | 0 | 0 | 0 | 0 | 0 | 0 | 0 | 0 | 0 | 0 | 0 | 0 | 0 | 0 | 0 | 0 | 0 | 0 | 0 | 0 | 0 | 0 | 0 | 0 | 0 | 0 | 0 | 0 | 0
[12 empty] | 2014-07-06 | 0 | 0 | 0 | 0 | 0 |  | 0 | 0 | 0 | 0 | 0 | 0 | 0 | 0 | 0 | 0 | 0 | 0 | 0 |  | 0 | 0 | 0 | 0 | 0 |  | 0 | 0 | 0 | 0 | 0 | 0 | 0 | 0 |  | 0 |  |  |  |  | 0 | 0 | 0 | 0 | 0 | 0 | 0 | 0 | 0 | 0 | 0 | 0 |  | 0 | 0 | 0 | 0 | 0 | 0 | 0 | 0 | 0 | 0 | 0 | 0 | 0 | 0 | 0 | 0 | 0 | 0 | 0 | 0 | 0 | 0 | 0 | 0 | 0 | 0 | 0 | 0 | 0 | 0 | 0 | 0 | 0 | 0 | 0 | 0 | 0 | 0 | 0 | 0 | 0 | 0 | 0 | 0 | 0 | 0 | 0 | 0 | 0 | 0 | 0 | 0 | 0 | 0 | 0 | 0 | 0 | 0 | 0 | 0 | 0 | 0 | 0 | 0 | 0 | 0 | 0 | 0 | 0 | 0 | 0 | 0 | 0 | 0 | 0 | 0 | 0 | 0 | 0 | 0 | 0 | 0 | 0 | 0 | 0 | 0 | 0 | 0 | 0 | 0 | 0 | 0 | 0 | 0 | 0 | 0 | 0 | 0 | 0 | 0 | 0 | 0 | 0 | 0 | 0 | 0 | 0 | 0 | 0 | 0 | 0 | 0 | 0 | 0 | 0 | 0 | 0 | 0 | 0 | 0 | 0 | 0 | 0 | 0 | 0 | 0 | 0 | 0 | 0 | 0 | 0 | 0 | 0 | 0 | 0 | 0
[12 empty] | 2014-07-07 | 0 | 0 | 0 | 0 | 0 |  | 0 | 0 | 0 | 0 | 0 | 0 | 0 | 0 | 0 | 0 | 0 | 0 | 0 |  | 0 | 0 | 0 | 0 | 0 |  | 0 | 0 | 0 | 0 | 0 | 0 | 0 | 0 |  | 0 |  |  |  |  | 0 | 0 | 0 | 0 | 0 | 0 | 0 | 0 | 0 | 0 | 0 | 0 |  | 0 | 0 | 0 | 0 | 0 | 0 | 0 | 0 | 0 | 0 | 0 | 0 | 0 | 0 | 0 | 0 | 0 | 0 | 0 | 0 | 0 | 0 | 0 | 0 | 0 | 0 | 0 | 0 | 0 | 0 | 0 | 0 | 0 | 0 | 0 | 0 | 0 | 0 | 0 | 0 | 0 | 0 | 0 | 0 | 0 | 0 | 0 | 0 | 0 | 0 | 0 | 0 | 0 | 0 | 0 | 0 | 0 | 0 | 0 | 0 | 0 | 0 | 0 | 0 | 0 | 0 | 0 | 0 | 0 | 0 | 0 | 0 | 0 | 0 | 0 | 0 | 0 | 0 | 0 | 0 | 0 | 0 | 0 | 0 | 0 | 0 | 0 | 0 | 0 | 0 | 0 | 0 | 0 | 0 | 0 | 0 | 0 | 0 | 0 | 0 | 0 | 0 | 0 | 0 | 0 | 0 | 0 | 0 | 0 | 0 | 0 | 0 | 0 | 0 | 0 | 0 | 0 | 0 | 0 | 0 | 0 | 0 | 0 | 0 | 0 | 0 | 0 | 0 | 0 | 0 | 0 | 0 | 0 | 0 | 0 | 0
[12 empty] | 2014-07-08 | 0 | 0 | 0 | 0 | 0 |  | 0 | 0 | 0 | 0 | 0 | 0 | 0 | 0 | 0 | 0 | 0 | 0 | 0 |  | 0 | 0 | 0 | 0 | 0 |  | 0 | 0 | 0 | 0 | 0 | 0 | 0 | 0 |  | 0 |  |  |  |  | 0 | 0 | 0 | 0 | 0 | 0 | 0 | 0 | 0 | 0 | 0 | 0 |  | 0 | 0 | 0 | 0 | 0 | 0 | 0 | 0 | 0 | 0 | 0 | 0 | 0 | 0 | 0 | 0 | 0 | 0 | 0 | 0 | 0 | 0 | 0 | 0 | 0 | 0 | 0 | 0 | 0 | 0 | 0 | 0 | 0 | 0 | 0 | 0 | 0 | 0 | 0 | 0 | 0 | 0 | 0 | 0 | 0 | 0 | 0 | 0 | 0 | 0 | 0 | 0 | 0 | 0 | 0 | 0 | 0 | 0 | 0 | 0 | 0 | 0 | 0 | 0 | 0 | 0 | 0 | 0 | 0 | 0 | 0 | 0 | 0 | 0 | 0 | 0 | 0 | 0 | 0 | 0 | 0 | 0 | 0 | 0 | 0 | 0 | 0 | 0 | 0 | 0 | 0 | 0 | 0 | 0 | 0 | 0 | 0 | 0 | 0 | 0 | 0 | 0 | 0 | 0 | 0 | 0 | 0 | 0 | 0 | 0 | 0 | 0 | 0 | 0 | 0 | 0 | 0 | 0 | 0 | 0 | 0 | 0 | 0 | 0 | 0 | 0 | 0 | 0 | 0 | 0 | 0 | 0 | 0 | 0 | 0 | 0
[12 empty] | 2014-07-09 | 0 | 0 | 0 | 0 | 0 |  | 0 | 0 | 0 | 0 | 0 | 0 | 0 | 0 | 0 | 0 | 0 | 0 | 0 |  | 0 | 0 | 0 | 0 | 0 |  | 0 | 0 | 0 | 0 | 0 | 0 | 0 | 0 |  | 0 |  |  |  |  | 0 | 0 | 0 | 0 | 0 | 0 | 0 | 0 | 0 | 0 | 0 | 0 |  | 0 | 0 | 0 | 0 | 0 | 0 | 0 | 0 | 0 | 0 | 0 | 0 | 0 | 0 | 0 | 0 | 0 | 0 | 0 | 0 | 0 | 0 | 0 | 0 | 0 | 0 | 0 | 0 | 0 | 0 | 0 | 0 | 0 | 0 | 0 | 0 | 0 | 0 | 0 | 0 | 0 | 0 | 0 | 0 | 0 | 0 | 0 | 0 | 0 | 0 | 0 | 0 | 0 | 0 | 0 | 0 | 0 | 0 | 0 | 0 | 0 | 0 | 0 | 0 | 0 | 0 | 0 | 0 | 0 | 0 | 0 | 0 | 0 | 0 | 0 | 0 | 0 | 0 | 0 | 0 | 0 | 0 | 0 | 0 | 0 | 0 | 0 | 0 | 0 | 0 | 0 | 0 | 0 | 0 | 0 | 0 | 0 | 0 | 0 | 0 | 0 | 0 | 0 | 0 | 0 | 0 | 0 | 0 | 0 | 0 | 0 | 0 | 0 | 0 | 0 | 0 | 0 | 0 | 0 | 0 | 0 | 0 | 0 | 0 | 0 | 0 | 0 | 0 | 0 | 0 | 0 | 0 | 0 | 0 | 0 | 0
[12 empty] | 2014-07-10 | 0 | 0 | 0 | 0 | 0 |  | 0 | 0 | 0 | 0 | 0 | 0 | 0 | 0 | 0 | 0 | 0 | 0 | 0 |  | 0 | 0 | 0 | 0 | 0 |  | 0 | 0 | 0 | 0 | 0 | 0 | 0 | 0 |  | 0 |  |  |  |  | 0 | 0 | 0 | 0 | 0 | 0 | 0 | 0 | 0 | 0 | 0 | 0 |  | 0 | 0 | 0 | 0 | 0 | 0 | 0 | 0 | 0 | 0 | 0 | 0 | 0 | 0 | 0 | 0 | 0 | 0 | 0 | 0 | 0 | 0 | 0 | 0 | 0 | 0 | 0 | 0 | 0 | 0 | 0 | 0 | 0 | 0 | 0 | 0 | 0 | 0 | 0 | 0 | 0 | 0 | 0 | 0 | 0 | 0 | 0 | 0 | 0 | 0 | 0 | 0 | 0 | 0 | 0 | 0 | 0 | 0 | 0 | 0 | 0 | 0 | 0 | 0 | 0 | 0 | 0 | 0 | 0 | 0 | 0 | 0 | 0 | 0 | 0 | 0 | 0 | 0 | 0 | 0 | 0 | 0 | 0 | 0 | 0 | 0 | 0 | 0 | 0 | 0 | 0 | 0 | 0 | 0 | 0 | 0 | 0 | 0 | 0 | 0 | 0 | 0 | 0 | 0 | 0 | 0 | 0 | 0 | 0 | 0 | 0 | 0 | 0 | 0 | 0 | 0 | 0 | 0 | 0 | 0 | 0 | 0 | 0 | 0 | 0 | 0 | 0 | 0 | 0 | 0 | 0 | 0 | 0 | 0 | 0 | 0
[12 empty] | 2014-07-11 | 0 | 0 | 0 | 0 | 0 |  | 0 | 0 | 0 | 0 | 0 | 0 | 0 | 0 | 0 | 0 | 0 | 0 | 0 |  | 0 | 0 | 0 | 0 | 0 |  | 0 | 0 | 0 | 0 | 0 | 0 | 0 | 0 |  | 0 |  |  |  |  | 0 | 0 | 0 | 0 | 0 | 0 | 0 | 0 | 0 | 0 | 0 | 0 |  | 0 | 0 | 0 | 0 | 0 | 0 | 0 | 0 | 0 | 0 | 0 | 0 | 0 | 0 | 0 | 0 | 0 | 0 | 0 | 0 | 0 | 0 | 0 | 0 | 0 | 0 | 0 | 0 | 0 | 0 | 0 | 0 | 0 | 0 | 0 | 0 | 0 | 0 | 0 | 0 | 0 | 0 | 0 | 0 | 0 | 0 | 0 | 0 | 0 | 0 | 0 | 0 | 0 | 0 | 0 | 0 | 0 | 0 | 0 | 0 | 0 | 0 | 0 | 0 | 0 | 0 | 0 | 0 | 0 | 0 | 0 | 0 | 0 | 0 | 0 | 0 | 0 | 0 | 0 | 0 | 0 | 0 | 0 | 0 | 0 | 0 | 0 | 0 | 0 | 0 | 0 | 0 | 0 | 0 | 0 | 0 | 0 | 0 | 0 | 0 | 0 | 0 | 0 | 0 | 0 | 0 | 0 | 0 | 0 | 0 | 0 | 0 | 0 | 0 | 0 | 0 | 0 | 0 | 0 | 0 | 0 | 0 | 0 | 0 | 0 | 0 | 0 | 0 | 0 | 0 | 0 | 0 | 0 | 0 | 0 | 0
[12 empty] | 2014-07-12 | 0 | 0 | 0 | 0 | 0 |  | 0 | 0 | 0 | 0 | 0 | 0 | 0 | 0 | 0 | 0 | 0 | 0 | 0 |  | 0 | 0 | 0 | 0 | 0 |  | 0 | 0 | 0 | 0 | 0 | 0 | 0 | 0 |  | 0 |  |  |  |  | 0 | 0 | 0 | 0 | 0 | 0 | 0 | 0 | 0 | 0 | 0 | 0 |  | 0 | 0 | 0 | 0 | 0 | 0 | 0 | 0 | 0 | 0 | 0 | 0 | 0 | 0 | 0 | 0 | 0 | 0 | 0 | 0 | 0 | 0 | 0 | 0 | 0 | 0 | 0 | 0 | 0 | 0 | 0 | 0 | 0 | 0 | 0 | 0 | 0 | 0 | 0 | 0 | 0 | 0 | 0 | 0 | 0 | 0 | 0 | 0 | 0 | 0 | 0 | 0 | 0 | 0 | 0 | 0 | 0 | 0 | 0 | 0 | 0 | 0 | 0 | 0 | 0 | 0 | 0 | 0 | 0 | 0 | 0 | 0 | 0 | 0 | 0 | 0 | 0 | 0 | 0 | 0 | 0 | 0 | 0 | 0 | 0 | 0 | 0 | 0 | 0 | 0 | 0 | 0 | 0 | 0 | 0 | 0 | 0 | 0 | 0 | 0 | 0 | 0 | 0 | 0 | 0 | 0 | 0 | 0 | 0 | 0 | 0 | 0 | 0 | 0 | 0 | 0 | 0 | 0 | 0 | 0 | 0 | 0 | 0 | 0 | 0 | 0 | 0 | 0 | 0 | 0 | 0 | 0 | 0 | 0 | 0 | 0
[12 empty] | 2014-07-13 | 0 | 0 | 0 | 0 | 0 |  | 0 | 0 | 0 | 0 | 0 | 0 | 0 | 0 | 0 | 0 | 0 | 0 | 0 |  | 0 | 0 | 0 | 0 | 0 |  | 0 | 0 | 0 | 0 | 0 | 0 | 0 | 0 |  | 0 |  |  |  |  | 0 | 0 | 0 | 0 | 0 | 0 | 0 | 0 | 0 | 0 | 0 | 0 |  | 0 | 0 | 0 | 0 | 0 | 0 | 0 | 0 | 0 | 0 | 0 | 0 | 0 | 0 | 0 | 0 | 0 | 0 | 0 | 0 | 0 | 0 | 0 | 0 | 0 | 0 | 0 | 0 | 0 | 0 | 0 | 0 | 0 | 0 | 0 | 0 | 0 | 0 | 0 | 0 | 0 | 0 | 0 | 0 | 0 | 0 | 0 | 0 | 0 | 0 | 0 | 0 | 0 | 0 | 0 | 0 | 0 | 0 | 0 | 0 | 0 | 0 | 0 | 0 | 0 | 0 | 0 | 0 | 0 | 0 | 0 | 0 | 0 | 0 | 0 | 0 | 0 | 0 | 0 | 0 | 0 | 0 | 0 | 0 | 0 | 0 | 0 | 0 | 0 | 0 | 0 | 0 | 0 | 0 | 0 | 0 | 0 | 0 | 0 | 0 | 0 | 0 | 0 | 0 | 0 | 0 | 0 | 0 | 0 | 0 | 0 | 0 | 0 | 0 | 0 | 0 | 0 | 0 | 0 | 0 | 0 | 0 | 0 | 0 | 0 | 0 | 0 | 0 | 0 | 0 | 0 | 0 | 0 | 0 | 0 | 0
[12 empty] | 2014-07-14 | 0 | 0 | 0 | 0 | 0 |  | 0 | 0 | 0 | 0 | 0 | 0 | 0 | 0 | 0 | 0 | 0 | 0 | 0 |  | 0 | 0 | 0 | 0 | 0 |  | 0 | 0 | 0 | 0 | 0 | 0 | 0 | 0 |  | 0 |  |  |  |  | 0 | 0 | 0 | 0 | 0 | 0 | 0 | 0 | 0 | 0 | 0 | 0 |  | 0 | 0 | 0 | 0 | 0 | 0 | 0 | 0 | 0 | 0 | 0 | 0 | 0 | 0 | 0 | 0 | 0 | 0 | 0 | 0 | 0 | 0 | 0 | 0 | 0 | 0 | 0 | 0 | 0 | 0 | 0 | 0 | 0 | 0 | 0 | 0 | 0 | 0 | 0 | 0 | 0 | 0 | 0 | 0 | 0 | 0 | 0 | 0 | 0 | 0 | 0 | 0 | 0 | 0 | 0 | 0 | 0 | 0 | 0 | 0 | 0 | 0 | 0 | 0 | 0 | 0 | 0 | 0 | 0 | 0 | 0 | 0 | 0 | 0 | 0 | 0 | 0 | 0 | 0 | 0 | 0 | 0 | 0 | 0 | 0 | 0 | 0 | 0 | 0 | 0 | 0 | 0 | 0 | 0 | 0 | 0 | 0 | 0 | 0 | 0 | 0 | 0 | 0 | 0 | 0 | 0 | 0 | 0 | 0 | 0 | 0 | 0 | 0 | 0 | 0 | 0 | 0 | 0 | 0 | 0 | 0 | 0 | 0 | 0 | 0 | 0 | 0 | 0 | 0 | 0 | 0 | 0 | 0 | 0 | 0 | 0
[12 empty] | 2014-07-15 | 0 | 0 | 0 | 0 | 0 |  | 0 | 0 | 0 | 0 | 0 | 0 | 0 | 0 | 0 | 0 | 0 | 0 | 0 |  | 0 | 0 | 0 | 0 | 0 |  | 0 | 0 | 0 | 0 | 0 | 0 | 0 | 0 |  | 0 |  |  |  |  | 0 | 0 | 0 | 0 | 0 | 0 | 0 | 0 | 0 | 0 | 0 | 0 |  | 0 | 0 | 0 | 0 | 0 | 0 | 0 | 0 | 0 | 0 | 0 | 0 | 0 | 0 | 0 | 0 | 0 | 0 | 0 | 0 | 0 | 0 | 0 | 0 | 0 | 0 | 0 | 0 | 0 | 0 | 0 | 0 | 0 | 0 | 0 | 0 | 0 | 0 | 0 | 0 | 0 | 0 | 0 | 0 | 0 | 0 | 0 | 0 | 0 | 0 | 0 | 0 | 0 | 0 | 0 | 0 | 0 | 0 | 0 | 0 | 0 | 0 | 0 | 0 | 0 | 0 | 0 | 0 | 0 | 0 | 0 | 0 | 0 | 0 | 0 | 0 | 0 | 0 | 0 | 0 | 0 | 0 | 0 | 0 | 0 | 0 | 0 | 0 | 0 | 0 | 0 | 0 | 0 | 0 | 0 | 0 | 0 | 0 | 0 | 0 | 0 | 0 | 0 | 0 | 0 | 0 | 0 | 0 | 0 | 0 | 0 | 0 | 0 | 0 | 0 | 0 | 0 | 0 | 0 | 0 | 0 | 0 | 0 | 0 | 0 | 0 | 0 | 0 | 0 | 0 | 0 | 0 | 0 | 0 | 0 | 0
[12 empty] | 2014-07-16 | 0 | 0 | 0 | 0 | 0 |  | 0 | 0 | 0 | 0 | 0 | 0 | 0 | 0 | 0 | 0 | 0 | 0 | 0 |  | 0 | 0 | 0 | 0 | 0 |  | 0 | 0 | 0 | 0 | 0 | 0 | 0 | 0 |  | 0 |  |  |  |  | 0 | 0 | 0 | 0 | 0 | 0 | 0 | 0 | 0 | 0 | 0 | 0 |  | 0 | 0 | 0 | 0 | 0 | 0 | 0 | 0 | 0 | 0 | 0 | 0 | 0 | 0 | 0 | 0 | 0 | 0 | 0 | 0 | 0 | 0 | 0 | 0 | 0 | 0 | 0 | 0 | 0 | 0 | 0 | 0 | 0 | 0 | 0 | 0 | 0 | 0 | 0 | 0 | 0 | 0 | 0 | 0 | 0 | 0 | 0 | 0 | 0 | 0 | 0 | 0 | 0 | 0 | 0 | 0 | 0 | 0 | 0 | 0 | 0 | 0 | 0 | 0 | 0 | 0 | 0 | 0 | 0 | 0 | 0 | 0 | 0 | 0 | 0 | 0 | 0 | 0 | 0 | 0 | 0 | 0 | 0 | 0 | 0 | 0 | 0 | 0 | 0 | 0 | 0 | 0 | 0 | 0 | 0 | 0 | 0 | 0 | 0 | 0 | 0 | 0 | 0 | 0 | 0 | 0 | 0 | 0 | 0 | 0 | 0 | 0 | 0 | 0 | 0 | 0 | 0 | 0 | 0 | 0 | 0 | 0 | 0 | 0 | 0 | 0 | 0 | 0 | 0 | 0 | 0 | 0 | 0 | 0 | 0 | 0
[12 empty] | 2014-07-17 | 0 | 0 | 0 | 0 | 0 |  | 0 | 0 | 0 | 0 | 0 | 0 | 0 | 0 | 0 | 0 | 0 | 0 | 0 |  | 0 | 0 | 0 | 0 | 0 |  | 0 | 0 | 0 | 0 | 0 | 0 | 0 | 0 |  | 0 |  |  |  |  | 0 | 0 | 0 | 0 | 0 | 0 | 0 | 0 | 0 | 0 | 0 | 0 |  | 0 | 0 | 0 | 0 | 0 | 0 | 0 | 0 | 0 | 0 | 0 | 0 | 0 | 0 | 0 | 0 | 0 | 0 | 0 | 0 | 0 | 0 | 0 | 0 | 0 | 0 | 0 | 0 | 0 | 0 | 0 | 0 | 0 | 0 | 0 | 0 | 0 | 0 | 0 | 0 | 0 | 0 | 0 | 0 | 0 | 0 | 0 | 0 | 0 | 0 | 0 | 0 | 0 | 0 | 0 | 0 | 0 | 0 | 0 | 0 | 0 | 0 | 0 | 0 | 0 | 0 | 0 | 0 | 0 | 0 | 0 | 0 | 0 | 0 | 0 | 0 | 0 | 0 | 0 | 0 | 0 | 0 | 0 | 0 | 0 | 0 | 0 | 0 | 0 | 0 | 0 | 0 | 0 | 0 | 0 | 0 | 0 | 0 | 0 | 0 | 0 | 0 | 0 | 0 | 0 | 0 | 0 | 0 | 0 | 0 | 0 | 0 | 0 | 0 | 0 | 0 | 0 | 0 | 0 | 0 | 0 | 0 | 0 | 0 | 0 | 0 | 0 | 0 | 0 | 0 | 0 | 0 | 0 | 0 | 0 | 0
[12 empty] | 2014-07-18 | 0 | 0 | 0 | 0 | 0 |  | 0 | 0 | 0 | 0 | 0 | 0 | 0 | 0 | 0 | 0 | 0 | 0 | 0 |  | 0 | 0 | 0 | 0 | 0 |  | 0 | 0 | 0 | 0 | 0 | 0 | 0 | 0 |  | 0 |  |  |  |  | 0 | 0 | 0 | 0 | 0 | 0 | 0 | 0 | 0 | 0 | 0 | 0 |  | 0 | 0 | 0 | 0 | 0 | 0 | 0 | 0 | 0 | 0 | 0 | 0 | 0 | 0 | 0 | 0 | 0 | 0 | 0 | 0 | 0 | 0 | 0 | 0 | 0 | 0 | 0 | 0 | 0 | 0 | 0 | 0 | 0 | 0 | 0 | 0 | 0 | 0 | 0 | 0 | 0 | 0 | 0 | 0 | 0 | 0 | 0 | 0 | 0 | 0 | 0 | 0 | 0 | 0 | 0 | 0 | 0 | 0 | 0 | 0 | 0 | 0 | 0 | 0 | 0 | 0 | 0 | 0 | 0 | 0 | 0 | 0 | 0 | 0 | 0 | 0 | 0 | 0 | 0 | 0 | 0 | 0 | 0 | 0 | 0 | 0 | 0 | 0 | 0 | 0 | 0 | 0 | 0 | 0 | 0 | 0 | 0 | 0 | 0 | 0 | 0 | 0 | 0 | 0 | 0 | 0 | 0 | 0 | 0 | 0 | 0 | 0 | 0 | 0 | 0 | 0 | 0 | 0 | 0 | 0 | 0 | 0 | 0 | 0 | 0 | 0 | 0 | 0 | 0 | 0 | 0 | 0 | 0 | 0 | 0 | 0
[12 empty] | 2014-07-19 | 0 | 0 | 0 | 0 | 0 |  | 0 | 0 | 0 | 0 | 0 | 0 | 0 | 0 | 0 | 0 | 0 | 0 | 0 |  | 0 | 0 | 0 | 0 | 0 |  | 0 | 0 | 0 | 0 | 0 | 0 | 0 | 0 |  | 0 |  |  |  |  | 0 | 0 | 0 | 0 | 0 | 0 | 0 | 0 | 0 | 0 | 0 | 0 |  | 0 | 0 | 0 | 0 | 0 | 0 | 0 | 0 | 0 | 0 | 0 | 0 | 0 | 0 | 0 | 0 | 0 | 0 | 0 | 0 | 0 | 0 | 0 | 0 | 0 | 0 | 0 | 0 | 0 | 0 | 0 | 0 | 0 | 0 | 0 | 0 | 0 | 0 | 0 | 0 | 0 | 0 | 0 | 0 | 0 | 0 | 0 | 0 | 0 | 0 | 0 | 0 | 0 | 0 | 0 | 0 | 0 | 0 | 0 | 0 | 0 | 0 | 0 | 0 | 0 | 0 | 0 | 0 | 0 | 0 | 0 | 0 | 0 | 0 | 0 | 0 | 0 | 0 | 0 | 0 | 0 | 0 | 0 | 0 | 0 | 0 | 0 | 0 | 0 | 0 | 0 | 0 | 0 | 0 | 0 | 0 | 0 | 0 | 0 | 0 | 0 | 0 | 0 | 0 | 0 | 0 | 0 | 0 | 0 | 0 | 0 | 0 | 0 | 0 | 0 | 0 | 0 | 0 | 0 | 0 | 0 | 0 | 0 | 0 | 0 | 0 | 0 | 0 | 0 | 0 | 0 | 0 | 0 | 0 | 0 | 0
[12 empty] | 2014-07-20 | 0 | 0 | 0 | 0 | 0 |  | 0 | 0 | 0 | 0 | 0 | 0 | 0 | 0 | 0 | 0 | 0 | 0 | 0 |  | 0 | 0 | 0 | 0 | 0 |  | 0 | 0 | 0 | 0 | 0 | 0 | 0 | 0 |  | 0 |  |  |  |  | 0 | 0 | 0 | 0 | 0 | 0 | 0 | 0 | 0 | 0 | 0 | 0 |  | 0 | 0 | 0 | 0 | 0 | 0 | 0 | 0 | 0 | 0 | 0 | 0 | 0 | 0 | 0 | 0 | 0 | 0 | 0 | 0 | 0 | 0 | 0 | 0 | 0 | 0 | 0 | 0 | 0 | 0 | 0 | 0 | 0 | 0 | 0 | 0 | 0 | 0 | 0 | 0 | 0 | 0 | 0 | 0 | 0 | 0 | 0 | 0 | 0 | 0 | 0 | 0 | 0 | 0 | 0 | 0 | 0 | 0 | 0 | 0 | 0 | 0 | 0 | 0 | 0 | 0 | 0 | 0 | 0 | 0 | 0 | 0 | 0 | 0 | 0 | 0 | 0 | 0 | 0 | 0 | 0 | 0 | 0 | 0 | 0 | 0 | 0 | 0 | 0 | 0 | 0 | 0 | 0 | 0 | 0 | 0 | 0 | 0 | 0 | 0 | 0 | 0 | 0 | 0 | 0 | 0 | 0 | 0 | 0 | 0 | 0 | 0 | 0 | 0 | 0 | 0 | 0 | 0 | 0 | 0 | 0 | 0 | 0 | 0 | 0 | 0 | 0 | 0 | 0 | 0 | 0 | 0 | 0 | 0 | 0 | 0
[12 empty] | 2014-07-21 | 0 | 0 | 0 | 0 | 0 |  | 0 | 0 | 0 | 0 | 0 | 0 | 0 | 0 | 0 | 0 | 0 | 0 | 0 |  | 0 | 0 | 0 | 0 | 0 |  | 0 | 0 | 0 | 0 | 0 | 0 | 0 | 0 |  | 0 |  |  |  |  | 0 | 0 | 0 | 0 | 0 | 0 | 0 | 0 | 0 | 0 | 0 | 0 |  | 0 | 0 | 0 | 0 | 0 | 0 | 0 | 0 | 0 | 0 | 0 | 0 | 0 | 0 | 0 | 0 | 0 | 0 | 0 | 0 | 0 | 0 | 0 | 0 | 0 | 0 | 0 | 0 | 0 | 0 | 0 | 0 | 0 | 0 | 0 | 0 | 0 | 0 | 0 | 0 | 0 | 0 | 0 | 0 | 0 | 0 | 0 | 0 | 0 | 0 | 0 | 0 | 0 | 0 | 0 | 0 | 0 | 0 | 0 | 0 | 0 | 0 | 0 | 0 | 0 | 0 | 0 | 0 | 0 | 0 | 0 | 0 | 0 | 0 | 0 | 0 | 0 | 0 | 0 | 0 | 0 | 0 | 0 | 0 | 0 | 0 | 0 | 0 | 0 | 0 | 0 | 0 | 0 | 0 | 0 | 0 | 0 | 0 | 0 | 0 | 0 | 0 | 0 | 0 | 0 | 0 | 0 | 0 | 0 | 0 | 0 | 0 | 0 | 0 | 0 | 0 | 0 | 0 | 0 | 0 | 0 | 0 | 0 | 0 | 0 | 0 | 0 | 0 | 0 | 0 | 0 | 0 | 0 | 0 | 0 | 0
[12 empty] | 2014-07-22 | 0 | 0 | 0 | 0 | 0 |  | 0 | 0 | 0 | 0 | 0 | 0 | 0 | 0 | 0 | 0 | 0 | 0 | 0 |  | 0 | 0 | 0 | 0 | 0 |  | 0 | 0 | 0 | 0 | 0 | 0 | 0 | 0 |  | 0 |  |  |  |  | 0 | 0 | 0 | 0 | 0 | 0 | 0 | 0 | 0 | 0 | 0 | 0 |  | 0 | 0 | 0 | 0 | 0 | 0 | 0 | 0 | 0 | 0 | 0 | 0 | 0 | 0 | 0 | 0 | 0 | 0 | 0 | 0 | 0 | 0 | 0 | 0 | 0 | 0 | 0 | 0 | 0 | 0 | 0 | 0 | 0 | 0 | 0 | 0 | 0 | 0 | 0 | 0 | 0 | 0 | 0 | 0 | 0 | 0 | 0 | 0 | 0 | 0 | 0 | 0 | 0 | 0 | 0 | 0 | 0 | 0 | 0 | 0 | 0 | 0 | 0 | 0 | 0 | 0 | 0 | 0 | 0 | 0 | 0 | 0 | 0 | 0 | 0 | 0 | 0 | 0 | 0 | 0 | 0 | 0 | 0 | 0 | 0 | 0 | 0 | 0 | 0 | 0 | 0 | 0 | 0 | 0 | 0 | 0 | 0 | 0 | 0 | 0 | 0 | 0 | 0 | 0 | 0 | 0 | 0 | 0 | 0 | 0 | 0 | 0 | 0 | 0 | 0 | 0 | 0 | 0 | 0 | 0 | 0 | 0 | 0 | 0 | 0 | 0 | 0 | 0 | 0 | 0 | 0 | 0 | 0 | 0 | 0 | 0
[12 empty] | 2014-07-23 | 0 | 0 | 0 | 0 | 0 |  | 0 | 0 | 0 | 0 | 0 | 0 | 0 | 0 | 0 | 0 | 0 | 0 | 0 |  | 0 | 0 | 0 | 0 | 0 |  | 0 | 0 | 0 | 0 | 0 | 0 | 0 | 0 |  | 0 |  |  |  |  | 0 | 0 | 0 | 0 | 0 | 0 | 0 | 0 | 0 | 0 | 0 | 0 |  | 0 | 0 | 0 | 0 | 0 | 0 | 0 | 0 | 0 | 0 | 0 | 0 | 0 | 0 | 0 | 0 | 0 | 0 | 0 | 0 | 0 | 0 | 0 | 0 | 0 | 0 | 0 | 0 | 0 | 0 | 0 | 0 | 0 | 0 | 0 | 0 | 0 | 0 | 0 | 0 | 0 | 0 | 0 | 0 | 0 | 0 | 0 | 0 | 0 | 0 | 0 | 0 | 0 | 0 | 0 | 0 | 0 | 0 | 0 | 0 | 0 | 0 | 0 | 0 | 0 | 0 | 0 | 0 | 0 | 0 | 0 | 0 | 0 | 0 | 0 | 0 | 0 | 0 | 0 | 0 | 0 | 0 | 0 | 0 | 0 | 0 | 0 | 0 | 0 | 0 | 0 | 0 | 0 | 0 | 0 | 0 | 0 | 0 | 0 | 0 | 0 | 0 | 0 | 0 | 0 | 0 | 0 | 0 | 0 | 0 | 0 | 0 | 0 | 0 | 0 | 0 | 0 | 0 | 0 | 0 | 0 | 0 | 0 | 0 | 0 | 0 | 0 | 0 | 0 | 0 | 0 | 0 | 0 | 0 | 0 | 0
[12 empty] | 2014-07-24 | 0 | 0 | 0 | 0 | 0 |  | 0 | 0 | 0 | 0 | 0 | 0 | 0 | 0 | 0 | 0 | 0 | 0 | 0 |  | 0 | 0 | 0 | 0 | 0 |  | 0 | 0 | 0 | 0 | 0 | 0 | 0 | 0 |  | 0 |  |  |  |  | 0 | 0 | 0 | 0 | 0 | 0 | 0 | 0 | 0 | 0 | 0 | 0 |  | 0 | 0 | 0 | 0 | 0 | 0 | 0 | 0 | 0 | 0 | 0 | 0 | 0 | 0 | 0 | 0 | 0 | 0 | 0 | 0 | 0 | 0 | 0 | 0 | 0 | 0 | 0 | 0 | 0 | 0 | 0 | 0 | 0 | 0 | 0 | 0 | 0 | 0 | 0 | 0 | 0 | 0 | 0 | 0 | 0 | 0 | 0 | 0 | 0 | 0 | 0 | 0 | 0 | 0 | 0 | 0 | 0 | 0 | 0 | 0 | 0 | 0 | 0 | 0 | 0 | 0 | 0 | 0 | 0 | 0 | 0 | 0 | 0 | 0 | 0 | 0 | 0 | 0 | 0 | 0 | 0 | 0 | 0 | 0 | 0 | 0 | 0 | 0 | 0 | 0 | 0 | 0 | 0 | 0 | 0 | 0 | 0 | 0 | 0 | 0 | 0 | 0 | 0 | 0 | 0 | 0 | 0 | 0 | 0 | 0 | 0 | 0 | 0 | 0 | 0 | 0 | 0 | 0 | 0 | 0 | 0 | 0 | 0 | 0 | 0 | 0 | 0 | 0 | 0 | 0 | 0 | 0 | 0 | 0 | 0 | 0
[12 empty] | 2014-07-25 | 0 | 0 | 0 | 0 | 0 |  | 0 | 0 | 0 | 0 | 0 | 0 | 0 | 0 | 0 | 0 | 0 | 0 | 0 |  | 0 | 0 | 0 | 0 | 0 |  | 0 | 0 | 0 | 0 | 0 | 0 | 0 | 0 |  | 0 |  |  |  |  | 0 | 0 | 0 | 0 | 0 | 0 | 0 | 0 | 0 | 0 | 0 | 0 |  | 0 | 0 | 0 | 0 | 0 | 0 | 0 | 0 | 0 | 0 | 0 | 0 | 0 | 0 | 0 | 0 | 0 | 0 | 0 | 0 | 0 | 0 | 0 | 0 | 0 | 0 | 0 | 0 | 0 | 0 | 0 | 0 | 0 | 0 | 0 | 0 | 0 | 0 | 0 | 0 | 0 | 0 | 0 | 0 | 0 | 0 | 0 | 0 | 0 | 0 | 0 | 0 | 0 | 0 | 0 | 0 | 0 | 0 | 0 | 0 | 0 | 0 | 0 | 0 | 0 | 0 | 0 | 0 | 0 | 0 | 0 | 0 | 0 | 0 | 0 | 0 | 0 | 0 | 0 | 0 | 0 | 0 | 0 | 0 | 0 | 0 | 0 | 0 | 0 | 0 | 0 | 0 | 0 | 0 | 0 | 0 | 0 | 0 | 0 | 0 | 0 | 0 | 0 | 0 | 0 | 0 | 0 | 0 | 0 | 0 | 0 | 0 | 0 | 0 | 0 | 0 | 0 | 0 | 0 | 0 | 0 | 0 | 0 | 0 | 0 | 0 | 0 | 0 | 0 | 0 | 0 | 0 | 0 | 0 | 0 | 0
[12 empty] | 2014-07-26 | 0 | 0 | 0 | 0 | 0 |  | 0 | 0 | 0 | 0 | 0 | 0 | 0 | 0 | 0 | 0 | 0 | 0 | 0 |  | 0 | 0 | 0 | 0 | 0 |  | 0 | 0 | 0 | 0 | 0 | 0 | 0 | 0 |  | 0 |  |  |  |  | 0 | 0 | 0 | 0 | 0 | 0 | 0 | 0 | 0 | 0 | 0 | 0 |  | 0 | 0 | 0 | 0 | 0 | 0 | 0 | 0 | 0 | 0 | 0 | 0 | 0 | 0 | 0 | 0 | 0 | 0 | 0 | 0 | 0 | 0 | 0 | 0 | 0 | 0 | 0 | 0 | 0 | 0 | 0 | 0 | 0 | 0 | 0 | 0 | 0 | 0 | 0 | 0 | 0 | 0 | 0 | 0 | 0 | 0 | 0 | 0 | 0 | 0 | 0 | 0 | 0 | 0 | 0 | 0 | 0 | 0 | 0 | 0 | 0 | 0 | 0 | 0 | 0 | 0 | 0 | 0 | 0 | 0 | 0 | 0 | 0 | 0 | 0 | 0 | 0 | 0 | 0 | 0 | 0 | 0 | 0 | 0 | 0 | 0 | 0 | 0 | 0 | 0 | 0 | 0 | 0 | 0 | 0 | 0 | 0 | 0 | 0 | 0 | 0 | 0 | 0 | 0 | 0 | 0 | 0 | 0 | 0 | 0 | 0 | 0 | 0 | 0 | 0 | 0 | 0 | 0 | 0 | 0 | 0 | 0 | 0 | 0 | 0 | 0 | 0 | 0 | 0 | 0 | 0 | 0 | 0 | 0 | 0 | 0
[12 empty] | 2014-07-27 | 0 | 0 | 0 | 0 | 0 |  | 0 | 0 | 0 | 0 | 0 | 0 | 0 | 0 | 0 | 0 | 0 | 0 | 0 |  | 0 | 0 | 0 | 0 | 0 |  | 0 | 0 | 0 | 0 | 0 | 0 | 0 | 0 |  | 0 |  |  |  |  | 0 | 0 | 0 | 0 | 0 | 0 | 0 | 0 | 0 | 0 | 0 | 0 |  | 0 | 0 | 0 | 0 | 0 | 0 | 0 | 0 | 0 | 0 | 0 | 0 | 0 | 0 | 0 | 0 | 0 | 0 | 0 | 0 | 0 | 0 | 0 | 0 | 0 | 0 | 0 | 0 | 0 | 0 | 0 | 0 | 0 | 0 | 0 | 0 | 0 | 0 | 0 | 0 | 0 | 0 | 0 | 0 | 0 | 0 | 0 | 0 | 0 | 0 | 0 | 0 | 0 | 0 | 0 | 0 | 0 | 0 | 0 | 0 | 0 | 0 | 0 | 0 | 0 | 0 | 0 | 0 | 0 | 0 | 0 | 0 | 0 | 0 | 0 | 0 | 0 | 0 | 0 | 0 | 0 | 0 | 0 | 0 | 0 | 0 | 0 | 0 | 0 | 0 | 0 | 0 | 0 | 0 | 0 | 0 | 0 | 0 | 0 | 0 | 0 | 0 | 0 | 0 | 0 | 0 | 0 | 0 | 0 | 0 | 0 | 0 | 0 | 0 | 0 | 0 | 0 | 0 | 0 | 0 | 0 | 0 | 0 | 0 | 0 | 0 | 0 | 0 | 0 | 0 | 0 | 0 | 0 | 0 | 0 | 0
[12 empty] | 2014-07-28 | 0 | 0 | 0 | 0 | 0 |  | 0 | 0 | 0 | 0 | 0 | 0 | 0 | 0 | 0 | 0 | 0 | 0 | 0 |  | 0 | 0 | 0 | 0 | 0 |  | 0 | 0 | 0 | 0 | 0 | 0 | 0 | 0 |  | 0 |  |  |  |  | 0 | 0 | 0 | 0 | 0 | 0 | 0 | 0 | 0 | 0 | 0 | 0 |  | 0 | 0 | 0 | 0 | 0 | 0 | 0 | 0 | 0 | 0 | 0 | 0 | 0 | 0 | 0 | 0 | 0 | 0 | 0 | 0 | 0 | 0 | 0 | 0 | 0 | 0 | 0 | 0 | 0 | 0 | 0 | 0 | 0 | 0 | 0 | 0 | 0 | 0 | 0 | 0 | 0 | 0 | 0 | 0 | 0 | 0 | 0 | 0 | 0 | 0 | 0 | 0 | 0 | 0 | 0 | 0 | 0 | 0 | 0 | 0 | 0 | 0 | 0 | 0 | 0 | 0 | 0 | 0 | 0 | 0 | 0 | 0 | 0 | 0 | 0 | 0 | 0 | 0 | 0 | 0 | 0 | 0 | 0 | 0 | 0 | 0 | 0 | 0 | 0 | 0 | 0 | 0 | 0 | 0 | 0 | 0 | 0 | 0 | 0 | 0 | 0 | 0 | 0 | 0 | 0 | 0 | 0 | 0 | 0 | 0 | 0 | 0 | 0 | 0 | 0 | 0 | 0 | 0 | 0 | 0 | 0 | 0 | 0 | 0 | 0 | 0 | 0 | 0 | 0 | 0 | 0 | 0 | 0 | 0 | 0 | 0
[12 empty] | 2014-07-29 | 0 | 0 | 0 | 0 | 0 |  | 0 | 0 | 0 | 0 | 0 | 0 | 0 | 0 | 0 | 0 | 0 | 0 | 0 |  | 0 | 0 | 0 | 0 | 0 |  | 0 | 0 | 0 | 0 | 0 | 0 | 0 | 0 |  | 0 |  |  |  |  | 0 | 0 | 0 | 0 | 0 | 0 | 0 | 0 | 0 | 0 | 0 | 0 |  | 0 | 0 | 0 | 0 | 0 | 0 | 0 | 0 | 0 | 0 | 0 | 0 | 0 | 0 | 0 | 0 | 0 | 0 | 0 | 0 | 0 | 0 | 0 | 0 | 0 | 0 | 0 | 0 | 0 | 0 | 0 | 0 | 0 | 0 | 0 | 0 | 0 | 0 | 0 | 0 | 0 | 0 | 0 | 0 | 0 | 0 | 0 | 0 | 0 | 0 | 0 | 0 | 0 | 0 | 0 | 0 | 0 | 0 | 0 | 0 | 0 | 0 | 0 | 0 | 0 | 0 | 0 | 0 | 0 | 0 | 0 | 0 | 0 | 0 | 0 | 0 | 0 | 0 | 0 | 0 | 0 | 0 | 0 | 0 | 0 | 0 | 0 | 0 | 0 | 0 | 0 | 0 | 0 | 0 | 0 | 0 | 0 | 0 | 0 | 0 | 0 | 0 | 0 | 0 | 0 | 0 | 0 | 0 | 0 | 0 | 0 | 0 | 0 | 0 | 0 | 0 | 0 | 0 | 0 | 0 | 0 | 0 | 0 | 0 | 0 | 0 | 0 | 0 | 0 | 0 | 0 | 0 | 0 | 0 | 0 | 0
[12 empty] | 2014-07-30 | 0 | 0 | 0 | 0 | 0 |  | 0 | 0 | 0 | 0 | 0 | 0 | 0 | 0 | 0 | 0 | 0 | 0 | 0 |  | 0 | 0 | 0 | 0 | 0 |  | 0 | 0 | 0 | 0 | 0 | 0 | 0 | 0 |  | 0 |  |  |  |  | 0 | 0 | 0 | 0 | 0 | 0 | 0 | 0 | 0 | 0 | 0 | 0 |  | 0 | 0 | 0 | 0 | 0 | 0 | 0 | 0 | 0 | 0 | 0 | 0 | 0 | 0 | 0 | 0 | 0 | 0 | 0 | 0 | 0 | 0 | 0 | 0 | 0 | 0 | 0 | 0 | 0 | 0 | 0 | 0 | 0 | 0 | 0 | 0 | 0 | 0 | 0 | 0 | 0 | 0 | 0 | 0 | 0 | 0 | 0 | 0 | 0 | 0 | 0 | 0 | 0 | 0 | 0 | 0 | 0 | 0 | 0 | 0 | 0 | 0 | 0 | 0 | 0 | 0 | 0 | 0 | 0 | 0 | 0 | 0 | 0 | 0 | 0 | 0 | 0 | 0 | 0 | 0 | 0 | 0 | 0 | 0 | 0 | 0 | 0 | 0 | 0 | 0 | 0 | 0 | 0 | 0 | 0 | 0 | 0 | 0 | 0 | 0 | 0 | 0 | 0 | 0 | 0 | 0 | 0 | 0 | 0 | 0 | 0 | 0 | 0 | 0 | 0 | 0 | 0 | 0 | 0 | 0 | 0 | 0 | 0 | 0 | 0 | 0 | 0 | 0 | 0 | 0 | 0 | 0 | 0 | 0 | 0 | 0
[12 empty] | 2014-07-31 | 0 | 0 | 0 | 0 | 0 |  | 0 | 0 | 0 | 0 | 0 | 0 | 0 | 0 | 0 | 0 | 0 | 0 | 0 |  | 0 | 0 | 0 | 0 | 0 |  | 0 | 0 | 0 | 0 | 0 | 0 | 0 | 0 |  | 0 |  |  |  |  | 0 | 0 | 0 | 0 | 0 | 0 | 0 | 0 | 0 | 0 | 0 | 0 |  | 0 | 0 | 0 | 0 | 0 | 0 | 0 | 0 | 0 | 0 | 0 | 0 | 0 | 0 | 0 | 0 | 0 | 0 | 0 | 0 | 0 | 0 | 0 | 0 | 0 | 0 | 0 | 0 | 0 | 0 | 0 | 0 | 0 | 0 | 0 | 0 | 0 | 0 | 0 | 0 | 0 | 0 | 0 | 0 | 0 | 0 | 0 | 0 | 0 | 0 | 0 | 0 | 0 | 0 | 0 | 0 | 0 | 0 | 0 | 0 | 0 | 0 | 0 | 0 | 0 | 0 | 0 | 0 | 0 | 0 | 0 | 0 | 0 | 0 | 0 | 0 | 0 | 0 | 0 | 0 | 0 | 0 | 0 | 0 | 0 | 0 | 0 | 0 | 0 | 0 | 0 | 0 | 0 | 0 | 0 | 0 | 0 | 0 | 0 | 0 | 0 | 0 | 0 | 0 | 0 | 0 | 0 | 0 | 0 | 0 | 0 | 0 | 0 | 0 | 0 | 0 | 0 | 0 | 0 | 0 | 0 | 0 | 0 | 0 | 0 | 0 | 0 | 0 | 0 | 0 | 0 | 0 | 0 | 0 | 0 | 0
[12 empty] | 2014-08-01 | 0 | 0 | 0 | 0 | 0 |  | 0 | 0 | 0 | 0 | 0 | 0 | 0 | 0 | 0 | 0 | 0 | 0 | 0 |  | 0 | 0 | 0 | 0 | 0 |  | 0 | 0 | 0 | 0 | 0 | 0 | 0 | 0 |  | 0 |  |  |  |  | 0 | 0 | 0 | 0 | 0 | 0 | 0 | 0 | 0 | 0 | 0 | 0 |  | 0 | 0 | 0 | 0 | 0 | 0 | 0 | 0 | 0 | 0 | 0 | 0 | 0 | 0 | 0 | 0 | 0 | 0 | 0 | 0 | 0 | 0 | 0 | 0 | 0 | 0 | 0 | 0 | 0 | 0 | 0 | 0 | 0 | 0 | 0 | 0 | 0 | 0 | 0 | 0 | 0 | 0 | 0 | 0 | 0 | 0 | 0 | 0 | 0 | 0 | 0 | 0 | 0 | 0 | 0 | 0 | 0 | 0 | 0 | 0 | 0 | 0 | 0 | 0 | 0 | 0 | 0 | 0 | 0 | 0 | 0 | 0 | 0 | 0 | 0 | 0 | 0 | 0 | 0 | 0 | 0 | 0 | 0 | 0 | 0 | 0 | 0 | 0 | 0 | 0 | 0 | 0 | 0 | 0 | 0 | 0 | 0 | 0 | 0 | 0 | 0 | 0 | 0 | 0 | 0 | 0 | 0 | 0 | 0 | 0 | 0 | 0 | 0 | 0 | 0 | 0 | 0 | 0 | 0 | 0 | 0 | 0 | 0 | 0 | 0 | 0 | 0 | 0 | 0 | 0 | 0 | 0 | 0 | 0 | 0 | 0
[12 empty] | 2014-08-02 | 0 | 0 | 0 | 0 | 0 |  | 0 | 0 | 0 | 0 | 0 | 0 | 0 | 0 | 0 | 0 | 0 | 0 | 0 |  | 0 | 0 | 0 | 0 | 0 |  | 0 | 0 | 0 | 0 | 0 | 0 | 0 | 0 |  | 0 |  |  |  |  | 0 | 0 | 0 | 0 | 0 | 0 | 0 | 0 | 0 | 0 | 0 | 0 |  | 0 | 0 | 0 | 0 | 0 | 0 | 0 | 0 | 0 | 0 | 0 | 0 | 0 | 0 | 0 | 0 | 0 | 0 | 0 | 0 | 0 | 0 | 0 | 0 | 0 | 0 | 0 | 0 | 0 | 0 | 0 | 0 | 0 | 0 | 0 | 0 | 0 | 0 | 0 | 0 | 0 | 0 | 0 | 0 | 0 | 0 | 0 | 0 | 0 | 0 | 0 | 0 | 0 | 0 | 0 | 0 | 0 | 0 | 0 | 0 | 0 | 0 | 0 | 0 | 0 | 0 | 0 | 0 | 0 | 0 | 0 | 0 | 0 | 0 | 0 | 0 | 0 | 0 | 0 | 0 | 0 | 0 | 0 | 0 | 0 | 0 | 0 | 0 | 0 | 0 | 0 | 0 | 0 | 0 | 0 | 0 | 0 | 0 | 0 | 0 | 0 | 0 | 0 | 0 | 0 | 0 | 0 | 0 | 0 | 0 | 0 | 0 | 0 | 0 | 0 | 0 | 0 | 0 | 0 | 0 | 0 | 0 | 0 | 0 | 0 | 0 | 0 | 0 | 0 | 0 | 0 | 0 | 0 | 0 | 0 | 0
[12 empty] | 2014-08-03 | 0 | 0 | 0 | 0 | 0 |  | 0 | 0 | 0 | 0 | 0 | 0 | 0 | 0 | 0 | 0 | 0 | 0 | 0 |  | 0 | 0 | 0 | 0 | 0 |  | 0 | 0 | 0 | 0 | 0 | 0 | 0 | 0 |  | 0 |  |  |  |  | 0 | 0 | 0 | 0 | 0 | 0 | 0 | 0 | 0 | 0 | 0 | 0 |  | 0 | 0 | 0 | 0 | 0 | 0 | 0 | 0 | 0 | 0 | 0 | 0 | 0 | 0 | 0 | 0 | 0 | 0 | 0 | 0 | 0 | 0 | 0 | 0 | 0 | 0 | 0 | 0 | 0 | 0 | 0 | 0 | 0 | 0 | 0 | 0 | 0 | 0 | 0 | 0 | 0 | 0 | 0 | 0 | 0 | 0 | 0 | 0 | 0 | 0 | 0 | 0 | 0 | 0 | 0 | 0 | 0 | 0 | 0 | 0 | 0 | 0 | 0 | 0 | 0 | 0 | 0 | 0 | 0 | 0 | 0 | 0 | 0 | 0 | 0 | 0 | 0 | 0 | 0 | 0 | 0 | 0 | 0 | 0 | 0 | 0 | 0 | 0 | 0 | 0 | 0 | 0 | 0 | 0 | 0 | 0 | 0 | 0 | 0 | 0 | 0 | 0 | 0 | 0 | 0 | 0 | 0 | 0 | 0 | 0 | 0 | 0 | 0 | 0 | 0 | 0 | 0 | 0 | 0 | 0 | 0 | 0 | 0 | 0 | 0 | 0 | 0 | 0 | 0 | 0 | 0 | 0 | 0 | 0 | 0 | 0
[12 empty] | 2014-08-04 | 0 | 0 | 0 | 0 | 0 |  | 0 | 0 | 0 | 0 | 0 | 0 | 0 | 0 | 0 | 0 | 0 | 0 | 0 |  | 0 | 0 | 0 | 0 | 0 |  | 0 | 0 | 0 | 0 | 0 | 0 | 0 | 0 |  | 0 |  |  |  |  | 0 | 0 | 0 | 0 | 0 | 0 | 0 | 0 | 0 | 0 | 0 | 0 |  | 0 | 0 | 0 | 0 | 0 | 0 | 0 | 0 | 0 | 0 | 0 | 0 | 0 | 0 | 0 | 0 | 0 | 0 | 0 | 0 | 0 | 0 | 0 | 0 | 0 | 0 | 0 | 0 | 0 | 0 | 0 | 0 | 0 | 0 | 0 | 0 | 0 | 0 | 0 | 0 | 0 | 0 | 0 | 0 | 0 | 0 | 0 | 0 | 0 | 0 | 0 | 0 | 0 | 0 | 0 | 0 | 0 | 0 | 0 | 0 | 0 | 0 | 0 | 0 | 0 | 0 | 0 | 0 | 0 | 0 | 0 | 0 | 0 | 0 | 0 | 0 | 0 | 0 | 0 | 0 | 0 | 0 | 0 | 0 | 0 | 0 | 0 | 0 | 0 | 0 | 0 | 0 | 0 | 0 | 0 | 0 | 0 | 0 | 0 | 0 | 0 | 0 | 0 | 0 | 0 | 0 | 0 | 0 | 0 | 0 | 0 | 0 | 0 | 0 | 0 | 0 | 0 | 0 | 0 | 0 | 0 | 0 | 0 | 0 | 0 | 0 | 0 | 0 | 0 | 0 | 0 | 0 | 0 | 0 | 0 | 0
[12 empty] | 2014-08-05 | 0 | 0 | 0 | 0 | 0 |  | 0 | 0 | 0 | 0 | 0 | 0 | 0 | 0 | 0 | 0 | 0 | 0 | 0 |  | 0 | 0 | 0 | 0 | 0 |  | 0 | 0 | 0 | 0 | 0 | 0 | 0 | 0 |  | 0 |  |  |  |  | 0 | 0 | 0 | 0 | 0 | 0 | 0 | 0 | 0 | 0 | 0 | 0 |  | 0 | 0 | 0 | 0 | 0 | 0 | 0 | 0 | 0 | 0 | 0 | 0 | 0 | 0 | 0 | 0 | 0 | 0 | 0 | 0 | 0 | 0 | 0 | 0 | 0 | 0 | 0 | 0 | 0 | 0 | 0 | 0 | 0 | 0 | 0 | 0 | 0 | 0 | 0 | 0 | 0 | 0 | 0 | 0 | 0 | 0 | 0 | 0 | 0 | 0 | 0 | 0 | 0 | 0 | 0 | 0 | 0 | 0 | 0 | 0 | 0 | 0 | 0 | 0 | 0 | 0 | 0 | 0 | 0 | 0 | 0 | 0 | 0 | 0 | 0 | 0 | 0 | 0 | 0 | 0 | 0 | 0 | 0 | 0 | 0 | 0 | 0 | 0 | 0 | 0 | 0 | 0 | 0 | 0 | 0 | 0 | 0 | 0 | 0 | 0 | 0 | 0 | 0 | 0 | 0 | 0 | 0 | 0 | 0 | 0 | 0 | 0 | 0 | 0 | 0 | 0 | 0 | 0 | 0 | 0 | 0 | 0 | 0 | 0 | 0 | 0 | 0 | 0 | 0 | 0 | 0 | 0 | 0 | 0 | 0 | 0
[12 empty] | 2014-08-06 | 0 | 0 | 0 | 0 | 0 |  | 0 | 0 | 0 | 0 | 0 | 0 | 0 | 0 | 0 | 0 | 0 | 0 | 0 |  | 0 | 0 | 0 | 0 | 0 |  | 0 | 0 | 0 | 0 | 0 | 0 | 0 | 0 |  | 0 |  |  |  |  | 0 | 0 | 0 | 0 | 0 | 0 | 0 | 0 | 0 | 0 | 0 | 0 |  | 0 | 0 | 0 | 0 | 0 | 0 | 0 | 0 | 0 | 0 | 0 | 0 | 0 | 0 | 0 | 0 | 0 | 0 | 0 | 0 | 0 | 0 | 0 | 0 | 0 | 0 | 0 | 0 | 0 | 0 | 0 | 0 | 0 | 0 | 0 | 0 | 0 | 0 | 0 | 0 | 0 | 0 | 0 | 0 | 0 | 0 | 0 | 0 | 0 | 0 | 0 | 0 | 0 | 0 | 0 | 0 | 0 | 0 | 0 | 0 | 0 | 0 | 0 | 0 | 0 | 0 | 0 | 0 | 0 | 0 | 0 | 0 | 0 | 0 | 0 | 0 | 0 | 0 | 0 | 0 | 0 | 0 | 0 | 0 | 0 | 0 | 0 | 0 | 0 | 0 | 0 | 0 | 0 | 0 | 0 | 0 | 0 | 0 | 0 | 0 | 0 | 0 | 0 | 0 | 0 | 0 | 0 | 0 | 0 | 0 | 0 | 0 | 0 | 0 | 0 | 0 | 0 | 0 | 0 | 0 | 0 | 0 | 0 | 0 | 0 | 0 | 0 | 0 | 0 | 0 | 0 | 0 | 0 | 0 | 0 | 0
[12 empty] | 2014-08-07 | 0 | 0 | 0 | 0 | 0 |  | 0 | 0 | 0 | 0 | 0 | 0 | 0 | 0 | 0 | 0 | 0 | 0 | 0 |  | 0 | 0 | 0 | 0 | 0 |  | 0 | 0 | 0 | 0 | 0 | 0 | 0 | 0 |  | 0 |  |  |  |  | 0 | 0 | 0 | 0 | 0 | 0 | 0 | 0 | 0 | 0 | 0 | 0 |  | 0 | 0 | 0 | 0 | 0 | 0 | 0 | 0 | 0 | 0 | 0 | 0 | 0 | 0 | 0 | 0 | 0 | 0 | 0 | 0 | 0 | 0 | 0 | 0 | 0 | 0 | 0 | 0 | 0 | 0 | 0 | 0 | 0 | 0 | 0 | 0 | 0 | 0 | 0 | 0 | 0 | 0 | 0 | 0 | 0 | 0 | 0 | 0 | 0 | 0 | 0 | 0 | 0 | 0 | 0 | 0 | 0 | 0 | 0 | 0 | 0 | 0 | 0 | 0 | 0 | 0 | 0 | 0 | 0 | 0 | 0 | 0 | 0 | 0 | 0 | 0 | 0 | 0 | 0 | 0 | 0 | 0 | 0 | 0 | 0 | 0 | 0 | 0 | 0 | 0 | 0 | 0 | 0 | 0 | 0 | 0 | 0 | 0 | 0 | 0 | 0 | 0 | 0 | 0 | 0 | 0 | 0 | 0 | 0 | 0 | 0 | 0 | 0 | 0 | 0 | 0 | 0 | 0 | 0 | 0 | 0 | 0 | 0 | 0 | 0 | 0 | 0 | 0 | 0 | 0 | 0 | 0 | 0 | 0 | 0 | 0
[12 empty] | 2014-08-08 | 0 | 0 | 0 | 0 | 0 |  | 0 | 0 | 0 | 0 | 0 | 0 | 0 | 0 | 0 | 0 | 0 | 0 | 0 |  | 0 | 0 | 0 | 0 | 0 |  | 0 | 0 | 0 | 0 | 0 | 0 | 0 | 0 |  | 0 |  |  |  |  | 0 | 0 | 0 | 0 | 0 | 0 | 0 | 0 | 0 | 0 | 0 | 0 |  | 0 | 0 | 0 | 0 | 0 | 0 | 0 | 0 | 0 | 0 | 0 | 0 | 0 | 0 | 0 | 0 | 0 | 0 | 0 | 0 | 0 | 0 | 0 | 0 | 0 | 0 | 0 | 0 | 0 | 0 | 0 | 0 | 0 | 0 | 0 | 0 | 0 | 0 | 0 | 0 | 0 | 0 | 0 | 0 | 0 | 0 | 0 | 0 | 0 | 0 | 0 | 0 | 0 | 0 | 0 | 0 | 0 | 0 | 0 | 0 | 0 | 0 | 0 | 0 | 0 | 0 | 0 | 0 | 0 | 0 | 0 | 0 | 0 | 0 | 0 | 0 | 0 | 0 | 0 | 0 | 0 | 0 | 0 | 0 | 0 | 0 | 0 | 0 | 0 | 0 | 0 | 0 | 0 | 0 | 0 | 0 | 0 | 0 | 0 | 0 | 0 | 0 | 0 | 0 | 0 | 0 | 0 | 0 | 0 | 0 | 0 | 0 | 0 | 0 | 0 | 0 | 0 | 0 | 0 | 0 | 0 | 0 | 0 | 0 | 0 | 0 | 0 | 0 | 0 | 0 | 0 | 0 | 0 | 0 | 0 | 0
[12 empty] | 2014-08-09 | 0 | 0 | 0 | 0 | 0 |  | 0 | 0 | 0 | 0 | 0 | 0 | 0 | 0 | 0 | 0 | 0 | 0 | 0 |  | 0 | 0 | 0 | 0 | 0 |  | 0 | 0 | 0 | 0 | 0 | 0 | 0 | 0 |  | 0 |  |  |  |  | 0 | 0 | 0 | 0 | 0 | 0 | 0 | 0 | 0 | 0 | 0 | 0 |  | 0 | 0 | 0 | 0 | 0 | 0 | 0 | 0 | 0 | 0 | 0 | 0 | 0 | 0 | 0 | 0 | 0 | 0 | 0 | 0 | 0 | 0 | 0 | 0 | 0 | 0 | 0 | 0 | 0 | 0 | 0 | 0 | 0 | 0 | 0 | 0 | 0 | 0 | 0 | 0 | 0 | 0 | 0 | 0 | 0 | 0 | 0 | 0 | 0 | 0 | 0 | 0 | 0 | 0 | 0 | 0 | 0 | 0 | 0 | 0 | 0 | 0 | 0 | 0 | 0 | 0 | 0 | 0 | 0 | 0 | 0 | 0 | 0 | 0 | 0 | 0 | 0 | 0 | 0 | 0 | 0 | 0 | 0 | 0 | 0 | 0 | 0 | 0 | 0 | 0 | 0 | 0 | 0 | 0 | 0 | 0 | 0 | 0 | 0 | 0 | 0 | 0 | 0 | 0 | 0 | 0 | 0 | 0 | 0 | 0 | 0 | 0 | 0 | 0 | 0 | 0 | 0 | 0 | 0 | 0 | 0 | 0 | 0 | 0 | 0 | 0 | 0 | 0 | 0 | 0 | 0 | 0 | 0 | 0 | 0 | 0
[12 empty] | 2014-08-10 | 0 | 0 | 0 | 0 | 0 |  | 0 | 0 | 0 | 0 | 0 | 0 | 0 | 0 | 0 | 0 | 0 | 0 | 0 |  | 0 | 0 | 0 | 0 | 0 |  | 0 | 0 | 0 | 0 | 0 | 0 | 0 | 0 |  | 0 |  |  |  |  | 0 | 0 | 0 | 0 | 0 | 0 | 0 | 0 | 0 | 0 | 0 | 0 |  | 0 | 0 | 0 | 0 | 0 | 0 | 0 | 0 | 0 | 0 | 0 | 0 | 0 | 0 | 0 | 0 | 0 | 0 | 0 | 0 | 0 | 0 | 0 | 0 | 0 | 0 | 0 | 0 | 0 | 0 | 0 | 0 | 0 | 0 | 0 | 0 | 0 | 0 | 0 | 0 | 0 | 0 | 0 | 0 | 0 | 0 | 0 | 0 | 0 | 0 | 0 | 0 | 0 | 0 | 0 | 0 | 0 | 0 | 0 | 0 | 0 | 0 | 0 | 0 | 0 | 0 | 0 | 0 | 0 | 0 | 0 | 0 | 0 | 0 | 0 | 0 | 0 | 0 | 0 | 0 | 0 | 0 | 0 | 0 | 0 | 0 | 0 | 0 | 0 | 0 | 0 | 0 | 0 | 0 | 0 | 0 | 0 | 0 | 0 | 0 | 0 | 0 | 0 | 0 | 0 | 0 | 0 | 0 | 0 | 0 | 0 | 0 | 0 | 0 | 0 | 0 | 0 | 0 | 0 | 0 | 0 | 0 | 0 | 0 | 0 | 0 | 0 | 0 | 0 | 0 | 0 | 0 | 0 | 0 | 0 | 0
[12 empty] | 2014-08-11 | 0 | 0 | 0 | 0 | 0 |  | 0 | 0 | 0 | 0 | 0 | 0 | 0 | 0 | 0 | 0 | 0 | 0 | 0 |  | 0 | 0 | 0 | 0 | 0 |  | 0 | 0 | 0 | 0 | 0 | 0 | 0 | 0 |  | 0 |  |  |  |  | 0 | 0 | 0 | 0 | 0 | 0 | 0 | 0 | 0 | 0 | 0 | 0 |  | 0 | 0 | 0 | 0 | 0 | 0 | 0 | 0 | 0 | 0 | 0 | 0 | 0 | 0 | 0 | 0 | 0 | 0 | 0 | 0 | 0 | 0 | 0 | 0 | 0 | 0 | 0 | 0 | 0 | 0 | 0 | 0 | 0 | 0 | 0 | 0 | 0 | 0 | 0 | 0 | 0 | 0 | 0 | 0 | 0 | 0 | 0 | 0 | 0 | 0 | 0 | 0 | 0 | 0 | 0 | 0 | 0 | 0 | 0 | 0 | 0 | 0 | 0 | 0 | 0 | 0 | 0 | 0 | 0 | 0 | 0 | 0 | 0 | 0 | 0 | 0 | 0 | 0 | 0 | 0 | 0 | 0 | 0 | 0 | 0 | 0 | 0 | 0 | 0 | 0 | 0 | 0 | 0 | 0 | 0 | 0 | 0 | 0 | 0 | 0 | 0 | 0 | 0 | 0 | 0 | 0 | 0 | 0 | 0 | 0 | 0 | 0 | 0 | 0 | 0 | 0 | 0 | 0 | 0 | 0 | 0 | 0 | 0 | 0 | 0 | 0 | 0 | 0 | 0 | 0 | 0 | 0 | 0 | 0 | 0 | 0
[12 empty] | 2014-08-12 | 0 | 0 | 0 | 0 | 0 |  | 0 | 0 | 0 | 0 | 0 | 0 | 0 | 0 | 0 | 0 | 0 | 0 | 0 |  | 0 | 0 | 0 | 0 | 0 |  | 0 | 0 | 0 | 0 | 0 | 0 | 0 | 0 |  | 0 |  |  |  |  | 0 | 0 | 0 | 0 | 0 | 0 | 0 | 0 | 0 | 0 | 0 | 0 |  | 0 | 0 | 0 | 0 | 0 | 0 | 0 | 0 | 0 | 0 | 0 | 0 | 0 | 0 | 0 | 0 | 0 | 0 | 0 | 0 | 0 | 0 | 0 | 0 | 0 | 0 | 0 | 0 | 0 | 0 | 0 | 0 | 0 | 0 | 0 | 0 | 0 | 0 | 0 | 0 | 0 | 0 | 0 | 0 | 0 | 0 | 0 | 0 | 0 | 0 | 0 | 0 | 0 | 0 | 0 | 0 | 0 | 0 | 0 | 0 | 0 | 0 | 0 | 0 | 0 | 0 | 0 | 0 | 0 | 0 | 0 | 0 | 0 | 0 | 0 | 0 | 0 | 0 | 0 | 0 | 0 | 0 | 0 | 0 | 0 | 0 | 0 | 0 | 0 | 0 | 0 | 0 | 0 | 0 | 0 | 0 | 0 | 0 | 0 | 0 | 0 | 0 | 0 | 0 | 0 | 0 | 0 | 0 | 0 | 0 | 0 | 0 | 0 | 0 | 0 | 0 | 0 | 0 | 0 | 0 | 0 | 0 | 0 | 0 | 0 | 0 | 0 | 0 | 0 | 0 | 0 | 0 | 0 | 0 | 0 | 0
[12 empty] | 2014-08-13 | 0 | 0 | 0 | 0 | 0 |  | 0 | 0 | 0 | 0 | 0 | 0 | 0 | 0 | 0 | 0 | 0 | 0 | 0 |  | 0 | 0 | 0 | 0 | 0 |  | 0 | 0 | 0 | 0 | 0 | 0 | 0 | 0 |  | 0 |  |  |  |  | 0 | 0 | 0 | 0 | 0 | 0 | 0 | 0 | 0 | 0 | 0 | 0 |  | 0 | 0 | 0 | 0 | 0 | 0 | 0 | 0 | 0 | 0 | 0 | 0 | 0 | 0 | 0 | 0 | 0 | 0 | 0 | 0 | 0 | 0 | 0 | 0 | 0 | 0 | 0 | 0 | 0 | 0 | 0 | 0 | 0 | 0 | 0 | 0 | 0 | 0 | 0 | 0 | 0 | 0 | 0 | 0 | 0 | 0 | 0 | 0 | 0 | 0 | 0 | 0 | 0 | 0 | 0 | 0 | 0 | 0 | 0 | 0 | 0 | 0 | 0 | 0 | 0 | 0 | 0 | 0 | 0 | 0 | 0 | 0 | 0 | 0 | 0 | 0 | 0 | 0 | 0 | 0 | 0 | 0 | 0 | 0 | 0 | 0 | 0 | 0 | 0 | 0 | 0 | 0 | 0 | 0 | 0 | 0 | 0 | 0 | 0 | 0 | 0 | 0 | 0 | 0 | 0 | 0 | 0 | 0 | 0 | 0 | 0 | 0 | 0 | 0 | 0 | 0 | 0 | 0 | 0 | 0 | 0 | 0 | 0 | 0 | 0 | 0 | 0 | 0 | 0 | 0 | 0 | 0 | 0 | 0 | 0 | 0
[12 empty] | 2014-08-14 | 0 | 0 | 0 | 0 | 0 |  | 0 | 0 | 0 | 0 | 0 | 0 | 0 | 0 | 0 | 0 | 0 | 0 | 0 |  | 0 | 0 | 0 | 0 | 0 |  | 0 | 0 | 0 | 0 | 0 | 0 | 0 | 0 |  | 0 |  |  |  |  | 0 | 0 | 0 | 0 | 0 | 0 | 0 | 0 | 0 | 0 | 0 | 0 |  | 0 | 0 | 0 | 0 | 0 | 0 | 0 | 0 | 0 | 0 | 0 | 0 | 0 | 0 | 0 | 0 | 0 | 0 | 0 | 0 | 0 | 0 | 0 | 0 | 0 | 0 | 0 | 0 | 0 | 0 | 0 | 0 | 0 | 0 | 0 | 0 | 0 | 0 | 0 | 0 | 0 | 0 | 0 | 0 | 0 | 0 | 0 | 0 | 0 | 0 | 0 | 0 | 0 | 0 | 0 | 0 | 0 | 0 | 0 | 0 | 0 | 0 | 0 | 0 | 0 | 0 | 0 | 0 | 0 | 0 | 0 | 0 | 0 | 0 | 0 | 0 | 0 | 0 | 0 | 0 | 0 | 0 | 0 | 0 | 0 | 0 | 0 | 0 | 0 | 0 | 0 | 0 | 0 | 0 | 0 | 0 | 0 | 0 | 0 | 0 | 0 | 0 | 0 | 0 | 0 | 0 | 0 | 0 | 0 | 0 | 0 | 0 | 0 | 0 | 0 | 0 | 0 | 0 | 0 | 0 | 0 | 0 | 0 | 0 | 0 | 0 | 0 | 0 | 0 | 0 | 0 | 0 | 0 | 0 | 0 | 0
[12 empty] | 2014-08-15 | 0 | 0 | 0 | 0 | 0 |  | 0 | 0 | 0 | 0 | 0 | 0 | 0 | 0 | 0 | 0 | 0 | 0 | 0 |  | 0 | 0 | 0 | 0 | 0 |  | 0 | 0 | 0 | 0 | 0 | 0 | 0 | 0 |  | 0 |  |  |  |  | 0 | 0 | 0 | 0 | 0 | 0 | 0 | 0 | 0 | 0 | 0 | 0 |  | 0 | 0 | 0 | 0 | 0 | 0 | 0 | 0 | 0 | 0 | 0 | 0 | 0 | 0 | 0 | 0 | 0 | 0 | 0 | 0 | 0 | 0 | 0 | 0 | 0 | 0 | 0 | 0 | 0 | 0 | 0 | 0 | 0 | 0 | 0 | 0 | 0 | 0 | 0 | 0 | 0 | 0 | 0 | 0 | 0 | 0 | 0 | 0 | 0 | 0 | 0 | 0 | 0 | 0 | 0 | 0 | 0 | 0 | 0 | 0 | 0 | 0 | 0 | 0 | 0 | 0 | 0 | 0 | 0 | 0 | 0 | 0 | 0 | 0 | 0 | 0 | 0 | 0 | 0 | 0 | 0 | 0 | 0 | 0 | 0 | 0 | 0 | 0 | 0 | 0 | 0 | 0 | 0 | 0 | 0 | 0 | 0 | 0 | 0 | 0 | 0 | 0 | 0 | 0 | 0 | 0 | 0 | 0 | 0 | 0 | 0 | 0 | 0 | 0 | 0 | 0 | 0 | 0 | 0 | 0 | 0 | 0 | 0 | 0 | 0 | 0 | 0 | 0 | 0 | 0 | 0 | 0 | 0 | 0 | 0 | 0
[12 empty] | 2014-08-16 | 0 | 0 | 0 | 0 | 0 |  | 0 | 0 | 0 | 0 | 0 | 0 | 0 | 0 | 0 | 0 | 0 | 0 | 0 |  | 0 | 0 | 0 | 0 | 0 |  | 0 | 0 | 0 | 0 | 0 | 0 | 0 | 0 |  | 0 |  |  |  |  | 0 | 0 | 0 | 0 | 0 | 0 | 0 | 0 | 0 | 0 | 0 | 0 |  | 0 | 0 | 0 | 0 | 0 | 0 | 0 | 0 | 0 | 0 | 0 | 0 | 0 | 0 | 0 | 0 | 0 | 0 | 0 | 0 | 0 | 0 | 0 | 0 | 0 | 0 | 0 | 0 | 0 | 0 | 0 | 0 | 0 | 0 | 0 | 0 | 0 | 0 | 0 | 0 | 0 | 0 | 0 | 0 | 0 | 0 | 0 | 0 | 0 | 0 | 0 | 0 | 0 | 0 | 0 | 0 | 0 | 0 | 0 | 0 | 0 | 0 | 0 | 0 | 0 | 0 | 0 | 0 | 0 | 0 | 0 | 0 | 0 | 0 | 0 | 0 | 0 | 0 | 0 | 0 | 0 | 0 | 0 | 0 | 0 | 0 | 0 | 0 | 0 | 0 | 0 | 0 | 0 | 0 | 0 | 0 | 0 | 0 | 0 | 0 | 0 | 0 | 0 | 0 | 0 | 0 | 0 | 0 | 0 | 0 | 0 | 0 | 0 | 0 | 0 | 0 | 0 | 0 | 0 | 0 | 0 | 0 | 0 | 0 | 0 | 0 | 0 | 0 | 0 | 0 | 0 | 0 | 0 | 0 | 0 | 0
[12 empty] | 2014-08-17 | 0 | 0 | 0 | 0 | 0 |  | 0 | 0 | 0 | 0 | 0 | 0 | 0 | 0 | 0 | 0 | 0 | 0 | 0 |  | 0 | 0 | 0 | 0 | 0 |  | 0 | 0 | 0 | 0 | 0 | 0 | 0 | 0 |  | 0 |  |  |  |  | 0 | 0 | 0 | 0 | 0 | 0 | 0 | 0 | 0 | 0 | 0 | 0 |  | 0 | 0 | 0 | 0 | 0 | 0 | 0 | 0 | 0 | 0 | 0 | 0 | 0 | 0 | 0 | 0 | 0 | 0 | 0 | 0 | 0 | 0 | 0 | 0 | 0 | 0 | 0 | 0 | 0 | 0 | 0 | 0 | 0 | 0 | 0 | 0 | 0 | 0 | 0 | 0 | 0 | 0 | 0 | 0 | 0 | 0 | 0 | 0 | 0 | 0 | 0 | 0 | 0 | 0 | 0 | 0 | 0 | 0 | 0 | 0 | 0 | 0 | 0 | 0 | 0 | 0 | 0 | 0 | 0 | 0 | 0 | 0 | 0 | 0 | 0 | 0 | 0 | 0 | 0 | 0 | 0 | 0 | 0 | 0 | 0 | 0 | 0 | 0 | 0 | 0 | 0 | 0 | 0 | 0 | 0 | 0 | 0 | 0 | 0 | 0 | 0 | 0 | 0 | 0 | 0 | 0 | 0 | 0 | 0 | 0 | 0 | 0 | 0 | 0 | 0 | 0 | 0 | 0 | 0 | 0 | 0 | 0 | 0 | 0 | 0 | 0 | 0 | 0 | 0 | 0 | 0 | 0 | 0 | 0 | 0 | 0
[12 empty] | 2014-08-18 | 0 | 0 | 0 | 0 | 0 |  | 0 | 0 | 0 | 0 | 0 | 0 | 0 | 0 | 0 | 0 | 0 | 0 | 0 |  | 0 | 0 | 0 | 0 | 0 |  | 0 | 0 | 0 | 0 | 0 | 0 | 0 | 0 |  | 0 |  |  |  |  | 0 | 0 | 0 | 0 | 0 | 0 | 0 | 0 | 0 | 0 | 0 | 0 |  | 0 | 0 | 0 | 0 | 0 | 0 | 0 | 0 | 0 | 0 | 0 | 0 | 0 | 0 | 0 | 0 | 0 | 0 | 0 | 0 | 0 | 0 | 0 | 0 | 0 | 0 | 0 | 0 | 0 | 0 | 0 | 0 | 0 | 0 | 0 | 0 | 0 | 0 | 0 | 0 | 0 | 0 | 0 | 0 | 0 | 0 | 0 | 0 | 0 | 0 | 0 | 0 | 0 | 0 | 0 | 0 | 0 | 0 | 0 | 0 | 0 | 0 | 0 | 0 | 0 | 0 | 0 | 0 | 0 | 0 | 0 | 0 | 0 | 0 | 0 | 0 | 0 | 0 | 0 | 0 | 0 | 0 | 0 | 0 | 0 | 0 | 0 | 0 | 0 | 0 | 0 | 0 | 0 | 0 | 0 | 0 | 0 | 0 | 0 | 0 | 0 | 0 | 0 | 0 | 0 | 0 | 0 | 0 | 0 | 0 | 0 | 0 | 0 | 0 | 0 | 0 | 0 | 0 | 0 | 0 | 0 | 0 | 0 | 0 | 0 | 0 | 0 | 0 | 0 | 0 | 0 | 0 | 0 | 0 | 0 | 0
[12 empty] | 2014-08-19 | 0 | 0 | 0 | 0 | 0 |  | 0 | 0 | 0 | 0 | 0 | 0 | 0 | 0 | 0 | 0 | 0 | 0 | 0 |  | 0 | 0 | 0 | 0 | 0 |  | 0 | 0 | 0 | 0 | 0 | 0 | 0 | 0 |  | 0 |  |  |  |  | 0 | 0 | 0 | 0 | 0 | 0 | 0 | 0 | 0 | 0 | 0 | 0 |  | 0 | 0 | 0 | 0 | 0 | 0 | 0 | 0 | 0 | 0 | 0 | 0 | 0 | 0 | 0 | 0 | 0 | 0 | 0 | 0 | 0 | 0 | 0 | 0 | 0 | 0 | 0 | 0 | 0 | 0 | 0 | 0 | 0 | 0 | 0 | 0 | 0 | 0 | 0 | 0 | 0 | 0 | 0 | 0 | 0 | 0 | 0 | 0 | 0 | 0 | 0 | 0 | 0 | 0 | 0 | 0 | 0 | 0 | 0 | 0 | 0 | 0 | 0 | 0 | 0 | 0 | 0 | 0 | 0 | 0 | 0 | 0 | 0 | 0 | 0 | 0 | 0 | 0 | 0 | 0 | 0 | 0 | 0 | 0 | 0 | 0 | 0 | 0 | 0 | 0 | 0 | 0 | 0 | 0 | 0 | 0 | 0 | 0 | 0 | 0 | 0 | 0 | 0 | 0 | 0 | 0 | 0 | 0 | 0 | 0 | 0 | 0 | 0 | 0 | 0 | 0 | 0 | 0 | 0 | 0 | 0 | 0 | 0 | 0 | 0 | 0 | 0 | 0 | 0 | 0 | 0 | 0 | 0 | 0 | 0 | 0
[12 empty] | 2014-08-20 | 0 | 0 | 0 | 0 | 0 |  | 0 | 0 | 0 | 0 | 0 | 0 | 0 | 0 | 0 | 0 | 0 | 0 | 0 |  | 0 | 0 | 0 | 0 | 0 |  | 0 | 0 | 0 | 0 | 0 | 0 | 0 | 0 |  | 0 |  |  |  |  | 0 | 0 | 0 | 0 | 0 | 0 | 0 | 0 | 0 | 0 | 0 | 0 |  | 0 | 0 | 0 | 0 | 0 | 0 | 0 | 0 | 0 | 0 | 0 | 0 | 0 | 0 | 0 | 0 | 0 | 0 | 0 | 0 | 0 | 0 | 0 | 0 | 0 | 0 | 0 | 0 | 0 | 0 | 0 | 0 | 0 | 0 | 0 | 0 | 0 | 0 | 0 | 0 | 0 | 0 | 0 | 0 | 0 | 0 | 0 | 0 | 0 | 0 | 0 | 0 | 0 | 0 | 0 | 0 | 0 | 0 | 0 | 0 | 0 | 0 | 0 | 0 | 0 | 0 | 0 | 0 | 0 | 0 | 0 | 0 | 0 | 0 | 0 | 0 | 0 | 0 | 0 | 0 | 0 | 0 | 0 | 0 | 0 | 0 | 0 | 0 | 0 | 0 | 0 | 0 | 0 | 0 | 0 | 0 | 0 | 0 | 0 | 0 | 0 | 0 | 0 | 0 | 0 | 0 | 0 | 0 | 0 | 0 | 0 | 0 | 0 | 0 | 0 | 0 | 0 | 0 | 0 | 0 | 0 | 0 | 0 | 0 | 0 | 0 | 0 | 0 | 0 | 0 | 0 | 0 | 0 | 0 | 0 | 0
[12 empty] | 2014-08-21 | 0 | 0 | 0 | 0 | 0 |  | 0 | 0 | 0 | 0 | 0 | 0 | 0 | 0 | 0 | 0 | 0 | 0 | 0 |  | 0 | 0 | 0 | 0 | 0 |  | 0 | 0 | 0 | 0 | 0 | 0 | 0 | 0 |  | 0 |  |  |  |  | 0 | 0 | 0 | 0 | 0 | 0 | 0 | 0 | 0 | 0 | 0 | 0 |  | 0 | 0 | 0 | 0 | 0 | 0 | 0 | 0 | 0 | 0 | 0 | 0 | 0 | 0 | 0 | 0 | 0 | 0 | 0 | 0 | 0 | 0 | 0 | 0 | 0 | 0 | 0 | 0 | 0 | 0 | 0 | 0 | 0 | 0 | 0 | 0 | 0 | 0 | 0 | 0 | 0 | 0 | 0 | 0 | 0 | 0 | 0 | 0 | 0 | 0 | 0 | 0 | 0 | 0 | 0 | 0 | 0 | 0 | 0 | 0 | 0 | 0 | 0 | 0 | 0 | 0 | 0 | 0 | 0 | 0 | 0 | 0 | 0 | 0 | 0 | 0 | 0 | 0 | 0 | 0 | 0 | 0 | 0 | 0 | 0 | 0 | 0 | 0 | 0 | 0 | 0 | 0 | 0 | 0 | 0 | 0 | 0 | 0 | 0 | 0 | 0 | 0 | 0 | 0 | 0 | 0 | 0 | 0 | 0 | 0 | 0 | 0 | 0 | 0 | 0 | 0 | 0 | 0 | 0 | 0 | 0 | 0 | 0 | 0 | 0 | 0 | 0 | 0 | 0 | 0 | 0 | 0 | 0 | 0 | 0 | 0
[12 empty] | 2014-08-22 | 0 | 0 | 0 | 0 | 0 |  | 0 | 0 | 0 | 0 | 0 | 0 | 0 | 0 | 0 | 0 | 0 | 0 | 0 |  | 0 | 0 | 0 | 0 | 0 |  | 0 | 0 | 0 | 0 | 0 | 0 | 0 | 0 |  | 0 |  |  |  |  | 0 | 0 | 0 | 0 | 0 | 0 | 0 | 0 | 0 | 0 | 0 | 0 |  | 0 | 0 | 0 | 0 | 0 | 0 | 0 | 0 | 0 | 0 | 0 | 0 | 0 | 0 | 0 | 0 | 0 | 0 | 0 | 0 | 0 | 0 | 0 | 0 | 0 | 0 | 0 | 0 | 0 | 0 | 0 | 0 | 0 | 0 | 0 | 0 | 0 | 0 | 0 | 0 | 0 | 0 | 0 | 0 | 0 | 0 | 0 | 0 | 0 | 0 | 0 | 0 | 0 | 0 | 0 | 0 | 0 | 0 | 0 | 0 | 0 | 0 | 0 | 0 | 0 | 0 | 0 | 0 | 0 | 0 | 0 | 0 | 0 | 0 | 0 | 0 | 0 | 0 | 0 | 0 | 0 | 0 | 0 | 0 | 0 | 0 | 0 | 0 | 0 | 0 | 0 | 0 | 0 | 0 | 0 | 0 | 0 | 0 | 0 | 0 | 0 | 0 | 0 | 0 | 0 | 0 | 0 | 0 | 0 | 0 | 0 | 0 | 0 | 0 | 0 | 0 | 0 | 0 | 0 | 0 | 0 | 0 | 0 | 0 | 0 | 0 | 0 | 0 | 0 | 0 | 0 | 0 | 0 | 0 | 0 | 0
[12 empty] | 2014-08-23 | 0 | 0 | 0 | 0 | 0 |  | 0 | 0 | 0 | 0 | 0 | 0 | 0 | 0 | 0 | 0 | 0 | 0 | 0 |  | 0 | 0 | 0 | 0 | 0 |  | 0 | 0 | 0 | 0 | 0 | 0 | 0 | 0 |  | 0 |  |  |  |  | 0 | 0 | 0 | 0 | 0 | 0 | 0 | 0 | 0 | 0 | 0 | 0 |  | 0 | 0 | 0 | 0 | 0 | 0 | 0 | 0 | 0 | 0 | 0 | 0 | 0 | 0 | 0 | 0 | 0 | 0 | 0 | 0 | 0 | 0 | 0 | 0 | 0 | 0 | 0 | 0 | 0 | 0 | 0 | 0 | 0 | 0 | 0 | 0 | 0 | 0 | 0 | 0 | 0 | 0 | 0 | 0 | 0 | 0 | 0 | 0 | 0 | 0 | 0 | 0 | 0 | 0 | 0 | 0 | 0 | 0 | 0 | 0 | 0 | 0 | 0 | 0 | 0 | 0 | 0 | 0 | 0 | 0 | 0 | 0 | 0 | 0 | 0 | 0 | 0 | 0 | 0 | 0 | 0 | 0 | 0 | 0 | 0 | 0 | 0 | 0 | 0 | 0 | 0 | 0 | 0 | 0 | 0 | 0 | 0 | 0 | 0 | 0 | 0 | 0 | 0 | 0 | 0 | 0 | 0 | 0 | 0 | 0 | 0 | 0 | 0 | 0 | 0 | 0 | 0 | 0 | 0 | 0 | 0 | 0 | 0 | 0 | 0 | 0 | 0 | 0 | 0 | 0 | 0 | 0 | 0 | 0 | 0 | 0
[12 empty] | 2014-08-24 | 0 | 0 | 0 | 0 | 0 |  | 0 | 0 | 0 | 0 | 0 | 0 | 0 | 0 | 0 | 0 | 0 | 0 | 0 |  | 0 | 0 | 0 | 0 | 0 |  | 0 | 0 | 0 | 0 | 0 | 0 | 0 | 0 |  | 0 |  |  |  |  | 0 | 0 | 0 | 0 | 0 | 0 | 0 | 0 | 0 | 0 | 0 | 0 |  | 0 | 0 | 0 | 0 | 0 | 0 | 0 | 0 | 0 | 0 | 0 | 0 | 0 | 0 | 0 | 0 | 0 | 0 | 0 | 0 | 0 | 0 | 0 | 0 | 0 | 0 | 0 | 0 | 0 | 0 | 0 | 0 | 0 | 0 | 0 | 0 | 0 | 0 | 0 | 0 | 0 | 0 | 0 | 0 | 0 | 0 | 0 | 0 | 0 | 0 | 0 | 0 | 0 | 0 | 0 | 0 | 0 | 0 | 0 | 0 | 0 | 0 | 0 | 0 | 0 | 0 | 0 | 0 | 0 | 0 | 0 | 0 | 0 | 0 | 0 | 0 | 0 | 0 | 0 | 0 | 0 | 0 | 0 | 0 | 0 | 0 | 0 | 0 | 0 | 0 | 0 | 0 | 0 | 0 | 0 | 0 | 0 | 0 | 0 | 0 | 0 | 0 | 0 | 0 | 0 | 0 | 0 | 0 | 0 | 0 | 0 | 0 | 0 | 0 | 0 | 0 | 0 | 0 | 0 | 0 | 0 | 0 | 0 | 0 | 0 | 0 | 0 | 0 | 0 | 0 | 0 | 0 | 0 | 0 | 0 | 0
[12 empty] | 2014-08-25 | 0 | 0 | 0 | 0 | 0 |  | 0 | 0 | 0 | 0 | 0 | 0 | 0 | 0 | 0 | 0 | 0 | 0 | 0 |  | 0 | 0 | 0 | 0 | 0 |  | 0 | 0 | 0 | 0 | 0 | 0 | 0 | 0 |  | 0 |  |  |  |  | 0 | 0 | 0 | 0 | 0 | 0 | 0 | 0 | 0 | 0 | 0 | 0 |  | 0 | 0 | 0 | 0 | 0 | 0 | 0 | 0 | 0 | 0 | 0 | 0 | 0 | 0 | 0 | 0 | 0 | 0 | 0 | 0 | 0 | 0 | 0 | 0 | 0 | 0 | 0 | 0 | 0 | 0 | 0 | 0 | 0 | 0 | 0 | 0 | 0 | 0 | 0 | 0 | 0 | 0 | 0 | 0 | 0 | 0 | 0 | 0 | 0 | 0 | 0 | 0 | 0 | 0 | 0 | 0 | 0 | 0 | 0 | 0 | 0 | 0 | 0 | 0 | 0 | 0 | 0 | 0 | 0 | 0 | 0 | 0 | 0 | 0 | 0 | 0 | 0 | 0 | 0 | 0 | 0 | 0 | 0 | 0 | 0 | 0 | 0 | 0 | 0 | 0 | 0 | 0 | 0 | 0 | 0 | 0 | 0 | 0 | 0 | 0 | 0 | 0 | 0 | 0 | 0 | 0 | 0 | 0 | 0 | 0 | 0 | 0 | 0 | 0 | 0 | 0 | 0 | 0 | 0 | 0 | 0 | 0 | 0 | 0 | 0 | 0 | 0 | 0 | 0 | 0 | 0 | 0 | 0 | 0 | 0 | 0
[12 empty] | 2014-08-26 | 0 | 0 | 0 | 0 | 0 |  | 0 | 0 | 0 | 0 | 0 | 0 | 0 | 0 | 0 | 0 | 0 | 0 | 0 |  | 0 | 0 | 0 | 0 | 0 |  | 0 | 0 | 0 | 0 | 0 | 0 | 0 | 0 |  | 0 |  |  |  |  | 0 | 0 | 0 | 0 | 0 | 0 | 0 | 0 | 0 | 0 | 0 | 0 |  | 0 | 0 | 0 | 0 | 0 | 0 | 0 | 0 | 0 | 0 | 0 | 0 | 0 | 0 | 0 | 0 | 0 | 0 | 0 | 0 | 0 | 0 | 0 | 0 | 0 | 0 | 0 | 0 | 0 | 0 | 0 | 0 | 0 | 0 | 0 | 0 | 0 | 0 | 0 | 0 | 0 | 0 | 0 | 0 | 0 | 0 | 0 | 0 | 0 | 0 | 0 | 0 | 0 | 0 | 0 | 0 | 0 | 0 | 0 | 0 | 0 | 0 | 0 | 0 | 0 | 0 | 0 | 0 | 0 | 0 | 0 | 0 | 0 | 0 | 0 | 0 | 0 | 0 | 0 | 0 | 0 | 0 | 0 | 0 | 0 | 0 | 0 | 0 | 0 | 0 | 0 | 0 | 0 | 0 | 0 | 0 | 0 | 0 | 0 | 0 | 0 | 0 | 0 | 0 | 0 | 0 | 0 | 0 | 0 | 0 | 0 | 0 | 0 | 0 | 0 | 0 | 0 | 0 | 0 | 0 | 0 | 0 | 0 | 0 | 0 | 0 | 0 | 0 | 0 | 0 | 0 | 0 | 0 | 0 | 0 | 0
[12 empty] | 2014-08-27 | 0 | 0 | 0 | 0 | 0 |  | 0 | 0 | 0 | 0 | 0 | 0 | 0 | 0 | 0 | 0 | 0 | 0 | 0 |  | 0 | 0 | 0 | 0 | 0 |  | 0 | 0 | 0 | 0 | 0 | 0 | 0 | 0 |  | 0 |  |  |  |  | 0 | 0 | 0 | 0 | 0 | 0 | 0 | 0 | 0 | 0 | 0 | 0 |  | 0 | 0 | 0 | 0 | 0 | 0 | 0 | 0 | 0 | 0 | 0 | 0 | 0 | 0 | 0 | 0 | 0 | 0 | 0 | 0 | 0 | 0 | 0 | 0 | 0 | 0 | 0 | 0 | 0 | 0 | 0 | 0 | 0 | 0 | 0 | 0 | 0 | 0 | 0 | 0 | 0 | 0 | 0 | 0 | 0 | 0 | 0 | 0 | 0 | 0 | 0 | 0 | 0 | 0 | 0 | 0 | 0 | 0 | 0 | 0 | 0 | 0 | 0 | 0 | 0 | 0 | 0 | 0 | 0 | 0 | 0 | 0 | 0 | 0 | 0 | 0 | 0 | 0 | 0 | 0 | 0 | 0 | 0 | 0 | 0 | 0 | 0 | 0 | 0 | 0 | 0 | 0 | 0 | 0 | 0 | 0 | 0 | 0 | 0 | 0 | 0 | 0 | 0 | 0 | 0 | 0 | 0 | 0 | 0 | 0 | 0 | 0 | 0 | 0 | 0 | 0 | 0 | 0 | 0 | 0 | 0 | 0 | 0 | 0 | 0 | 0 | 0 | 0 | 0 | 0 | 0 | 0 | 0 | 0 | 0 | 0
[12 empty] | 2014-08-28 | 0 | 0 | 0 | 0 | 0 |  | 0 | 0 | 0 | 0 | 0 | 0 | 0 | 0 | 0 | 0 | 0 | 0 | 0 |  | 0 | 0 | 0 | 0 | 0 |  | 0 | 0 | 0 | 0 | 0 | 0 | 0 | 0 |  | 0 |  |  |  |  | 0 | 0 | 0 | 0 | 0 | 0 | 0 | 0 | 0 | 0 | 0 | 0 |  | 0 | 0 | 0 | 0 | 0 | 0 | 0 | 0 | 0 | 0 | 0 | 0 | 0 | 0 | 0 | 0 | 0 | 0 | 0 | 0 | 0 | 0 | 0 | 0 | 0 | 0 | 0 | 0 | 0 | 0 | 0 | 0 | 0 | 0 | 0 | 0 | 0 | 0 | 0 | 0 | 0 | 0 | 0 | 0 | 0 | 0 | 0 | 0 | 0 | 0 | 0 | 0 | 0 | 0 | 0 | 0 | 0 | 0 | 0 | 0 | 0 | 0 | 0 | 0 | 0 | 0 | 0 | 0 | 0 | 0 | 0 | 0 | 0 | 0 | 0 | 0 | 0 | 0 | 0 | 0 | 0 | 0 | 0 | 0 | 0 | 0 | 0 | 0 | 0 | 0 | 0 | 0 | 0 | 0 | 0 | 0 | 0 | 0 | 0 | 0 | 0 | 0 | 0 | 0 | 0 | 0 | 0 | 0 | 0 | 0 | 0 | 0 | 0 | 0 | 0 | 0 | 0 | 0 | 0 | 0 | 0 | 0 | 0 | 0 | 0 | 0 | 0 | 0 | 0 | 0 | 0 | 0 | 0 | 0 | 0 | 0
[12 empty] | 2014-08-29 | 0 | 0 | 0 | 0 | 0 |  | 0 | 0 | 0 | 0 | 0 | 0 | 0 | 0 | 0 | 0 | 0 | 0 | 0 |  | 0 | 0 | 0 | 0 | 0 |  | 0 | 0 | 0 | 0 | 0 | 0 | 0 | 0 |  | 0 |  |  |  |  | 0 | 0 | 0 | 0 | 0 | 0 | 0 | 0 | 0 | 0 | 0 | 0 |  | 0 | 0 | 0 | 0 | 0 | 0 | 0 | 0 | 0 | 0 | 0 | 0 | 0 | 0 | 0 | 0 | 0 | 0 | 0 | 0 | 0 | 0 | 0 | 0 | 0 | 0 | 0 | 0 | 0 | 0 | 0 | 0 | 0 | 0 | 0 | 0 | 0 | 0 | 0 | 0 | 0 | 0 | 0 | 0 | 0 | 0 | 0 | 0 | 0 | 0 | 0 | 0 | 0 | 0 | 0 | 0 | 0 | 0 | 0 | 0 | 0 | 0 | 0 | 0 | 0 | 0 | 0 | 0 | 0 | 0 | 0 | 0 | 0 | 0 | 0 | 0 | 0 | 0 | 0 | 0 | 0 | 0 | 0 | 0 | 0 | 0 | 0 | 0 | 0 | 0 | 0 | 0 | 0 | 0 | 0 | 0 | 0 | 0 | 0 | 0 | 0 | 0 | 0 | 0 | 0 | 0 | 0 | 0 | 0 | 0 | 0 | 0 | 0 | 0 | 0 | 0 | 0 | 0 | 0 | 0 | 0 | 0 | 0 | 0 | 0 | 0 | 0 | 0 | 0 | 0 | 0 | 0 | 0 | 0 | 0 | 0
[12 empty] | 2014-08-30 | 0 | 0 | 0 | 0 | 0 |  | 0 | 0 | 0 | 0 | 0 | 0 | 0 | 0 | 0 | 0 | 0 | 0 | 0 |  | 0 | 0 | 0 | 0 | 0 |  | 0 | 0 | 0 | 0 | 0 | 0 | 0 | 0 |  | 0 |  |  |  |  | 0 | 0 | 0 | 0 | 0 | 0 | 0 | 0 | 0 | 0 | 0 | 0 |  | 0 | 0 | 0 | 0 | 0 | 0 | 0 | 0 | 0 | 0 | 0 | 0 | 0 | 0 | 0 | 0 | 0 | 0 | 0 | 0 | 0 | 0 | 0 | 0 | 0 | 0 | 0 | 0 | 0 | 0 | 0 | 0 | 0 | 0 | 0 | 0 | 0 | 0 | 0 | 0 | 0 | 0 | 0 | 0 | 0 | 0 | 0 | 0 | 0 | 0 | 0 | 0 | 0 | 0 | 0 | 0 | 0 | 0 | 0 | 0 | 0 | 0 | 0 | 0 | 0 | 0 | 0 | 0 | 0 | 0 | 0 | 0 | 0 | 0 | 0 | 0 | 0 | 0 | 0 | 0 | 0 | 0 | 0 | 0 | 0 | 0 | 0 | 0 | 0 | 0 | 0 | 0 | 0 | 0 | 0 | 0 | 0 | 0 | 0 | 0 | 0 | 0 | 0 | 0 | 0 | 0 | 0 | 0 | 0 | 0 | 0 | 0 | 0 | 0 | 0 | 0 | 0 | 0 | 0 | 0 | 0 | 0 | 0 | 0 | 0 | 0 | 0 | 0 | 0 | 0 | 0 | 0 | 0 | 0 | 0 | 0
[12 empty] | 2014-08-31 | 0 | 0 | 0 | 0 | 0 |  | 0 | 0 | 0 | 0 | 0 | 0 | 0 | 0 | 0 | 0 | 0 | 0 | 0 |  | 0 | 0 | 0 | 0 | 0 |  | 0 | 0 | 0 | 0 | 0 | 0 | 0 | 0 |  | 0 |  |  |  |  | 0 | 0 | 0 | 0 | 0 | 0 | 0 | 0 | 0 | 0 | 0 | 0 |  | 0 | 0 | 0 | 0 | 0 | 0 | 0 | 0 | 0 | 0 | 0 | 0 | 0 | 0 | 0 | 0 | 0 | 0 | 0 | 0 | 0 | 0 | 0 | 0 | 0 | 0 | 0 | 0 | 0 | 0 | 0 | 0 | 0 | 0 | 0 | 0 | 0 | 0 | 0 | 0 | 0 | 0 | 0 | 0 | 0 | 0 | 0 | 0 | 0 | 0 | 0 | 0 | 0 | 0 | 0 | 0 | 0 | 0 | 0 | 0 | 0 | 0 | 0 | 0 | 0 | 0 | 0 | 0 | 0 | 0 | 0 | 0 | 0 | 0 | 0 | 0 | 0 | 0 | 0 | 0 | 0 | 0 | 0 | 0 | 0 | 0 | 0 | 0 | 0 | 0 | 0 | 0 | 0 | 0 | 0 | 0 | 0 | 0 | 0 | 0 | 0 | 0 | 0 | 0 | 0 | 0 | 0 | 0 | 0 | 0 | 0 | 0 | 0 | 0 | 0 | 0 | 0 | 0 | 0 | 0 | 0 | 0 | 0 | 0 | 0 | 0 | 0 | 0 | 0 | 0 | 0 | 0 | 0 | 0 | 0 | 0
[12 empty] | 2014-09-01 | 0 | 0 | 0 | 0 | 0 |  | 0 | 0 | 0 | 0 | 0 | 0 | 0 | 0 | 0 | 0 | 0 | 0 | 0 |  | 0 | 0 | 0 | 0 | 0 |  | 0 | 0 | 0 | 0 | 0 | 0 | 0 | 0 |  | 0 |  |  |  |  | 0 | 0 | 0 | 0 | 0 | 0 | 0 | 0 | 0 | 0 | 0 | 0 |  | 0 | 0 | 0 | 0 | 0 | 0 | 0 | 0 | 0 | 0 | 0 | 0 | 0 | 0 | 0 | 0 | 0 | 0 | 0 | 0 | 0 | 0 | 0 | 0 | 0 | 0 | 0 | 0 | 0 | 0 | 0 | 0 | 0 | 0 | 0 | 0 | 0 | 0 | 0 | 0 | 0 | 0 | 0 | 0 | 0 | 0 | 0 | 0 | 0 | 0 | 0 | 0 | 0 | 0 | 0 | 0 | 0 | 0 | 0 | 0 | 0 | 0 | 0 | 0 | 0 | 0 | 0 | 0 | 0 | 0 | 0 | 0 | 0 | 0 | 0 | 0 | 0 | 0 | 0 | 0 | 0 | 0 | 0 | 0 | 0 | 0 | 0 | 0 | 0 | 0 | 0 | 0 | 0 | 0 | 0 | 0 | 0 | 0 | 0 | 0 | 0 | 0 | 0 | 0 | 0 | 0 | 0 | 0 | 0 | 0 | 0 | 0 | 0 | 0 | 0 | 0 | 0 | 0 | 0 | 0 | 0 | 0 | 0 | 0 | 0 | 0 | 0 | 0 | 0 | 0 | 0 | 0 | 0 | 0 | 0 | 0
[12 empty] | 2014-09-02 | 0 | 0 | 0 | 0 | 0 |  | 0 | 0 | 0 | 0 | 0 | 0 | 0 | 0 | 0 | 0 | 0 | 0 | 0 |  | 0 | 0 | 0 | 0 | 0 |  | 0 | 0 | 0 | 0 | 0 | 0 | 0 | 0 |  | 0 |  |  |  |  | 0 | 0 | 0 | 0 | 0 | 0 | 0 | 0 | 0 | 0 | 0 | 0 |  | 0 | 0 | 0 | 0 | 0 | 0 | 0 | 0 | 0 | 0 | 0 | 0 | 0 | 0 | 0 | 0 | 0 | 0 | 0 | 0 | 0 | 0 | 0 | 0 | 0 | 0 | 0 | 0 | 0 | 0 | 0 | 0 | 0 | 0 | 0 | 0 | 0 | 0 | 0 | 0 | 0 | 0 | 0 | 0 | 0 | 0 | 0 | 0 | 0 | 0 | 0 | 0 | 0 | 0 | 0 | 0 | 0 | 0 | 0 | 0 | 0 | 0 | 0 | 0 | 0 | 0 | 0 | 0 | 0 | 0 | 0 | 0 | 0 | 0 | 0 | 0 | 0 | 0 | 0 | 0 | 0 | 0 | 0 | 0 | 0 | 0 | 0 | 0 | 0 | 0 | 0 | 0 | 0 | 0 | 0 | 0 | 0 | 0 | 0 | 0 | 0 | 0 | 0 | 0 | 0 | 0 | 0 | 0 | 0 | 0 | 0 | 0 | 0 | 0 | 0 | 0 | 0 | 0 | 0 | 0 | 0 | 0 | 0 | 0 | 0 | 0 | 0 | 0 | 0 | 0 | 0 | 0 | 0 | 0 | 0 | 0
[12 empty] | 2014-09-03 | 0 | 0 | 0 | 0 | 0 |  | 0 | 0 | 0 | 0 | 0 | 0 | 0 | 0 | 0 | 0 | 0 | 0 | 0 |  | 0 | 0 | 0 | 0 | 0 |  | 0 | 0 | 0 | 0 | 0 | 0 | 0 | 0 |  | 0 |  |  |  |  | 0 | 0 | 0 | 0 | 0 | 0 | 0 | 0 | 0 | 0 | 0 | 0 |  | 0 | 0 | 0 | 0 | 0 | 0 | 0 | 0 | 0 | 0 | 0 | 0 | 0 | 0 | 0 | 0 | 0 | 0 | 0 | 0 | 0 | 0 | 0 | 0 | 0 | 0 | 0 | 0 | 0 | 0 | 0 | 0 | 0 | 0 | 0 | 0 | 0 | 0 | 0 | 0 | 0 | 0 | 0 | 0 | 0 | 0 | 0 | 0 | 0 | 0 | 0 | 0 | 0 | 0 | 0 | 0 | 0 | 0 | 0 | 0 | 0 | 0 | 0 | 0 | 0 | 0 | 0 | 0 | 0 | 0 | 0 | 0 | 0 | 0 | 0 | 0 | 0 | 0 | 0 | 0 | 0 | 0 | 0 | 0 | 0 | 0 | 0 | 0 | 0 | 0 | 0 | 0 | 0 | 0 | 0 | 0 | 0 | 0 | 0 | 0 | 0 | 0 | 0 | 0 | 0 | 0 | 0 | 0 | 0 | 0 | 0 | 0 | 0 | 0 | 0 | 0 | 0 | 0 | 0 | 0 | 0 | 0 | 0 | 0 | 0 | 0 | 0 | 0 | 0 | 0 | 0 | 0 | 0 | 0 | 0 | 0
[12 empty] | 2014-09-04 | 0 | 0 | 0 | 0 | 0 |  | 0 | 0 | 0 | 0 | 0 | 0 | 0 | 0 | 0 | 0 | 0 | 0 | 0 |  | 0 | 0 | 0 | 0 | 0 |  | 0 | 0 | 0 | 0 | 0 | 0 | 0 | 0 |  | 0 |  |  |  |  | 0 | 0 | 0 | 0 | 0 | 0 | 0 | 0 | 0 | 0 | 0 | 0 |  | 0 | 0 | 0 | 0 | 0 | 0 | 0 | 0 | 0 | 0 | 0 | 0 | 0 | 0 | 0 | 0 | 0 | 0 | 0 | 0 | 0 | 0 | 0 | 0 | 0 | 0 | 0 | 0 | 0 | 0 | 0 | 0 | 0 | 0 | 0 | 0 | 0 | 0 | 0 | 0 | 0 | 0 | 0 | 0 | 0 | 0 | 0 | 0 | 0 | 0 | 0 | 0 | 0 | 0 | 0 | 0 | 0 | 0 | 0 | 0 | 0 | 0 | 0 | 0 | 0 | 0 | 0 | 0 | 0 | 0 | 0 | 0 | 0 | 0 | 0 | 0 | 0 | 0 | 0 | 0 | 0 | 0 | 0 | 0 | 0 | 0 | 0 | 0 | 0 | 0 | 0 | 0 | 0 | 0 | 0 | 0 | 0 | 0 | 0 | 0 | 0 | 0 | 0 | 0 | 0 | 0 | 0 | 0 | 0 | 0 | 0 | 0 | 0 | 0 | 0 | 0 | 0 | 0 | 0 | 0 | 0 | 0 | 0 | 0 | 0 | 0 | 0 | 0 | 0 | 0 | 0 | 0 | 0 | 0 | 0 | 0
[12 empty] | 2014-09-05 | 0 | 0 | 0 | 0 | 0 |  | 0 | 0 | 0 | 0 | 0 | 0 | 0 | 0 | 0 | 0 | 0 | 0 | 0 |  | 0 | 0 | 0 | 0 | 0 |  | 0 | 0 | 0 | 0 | 0 | 0 | 0 | 0 |  | 0 |  |  |  |  | 0 | 0 | 0 | 0 | 0 | 0 | 0 | 0 | 0 | 0 | 0 | 0 |  | 0 | 0 | 0 | 0 | 0 | 0 | 0 | 0 | 0 | 0 | 0 | 0 | 0 | 0 | 0 | 0 | 0 | 0 | 0 | 0 | 0 | 0 | 0 | 0 | 0 | 0 | 0 | 0 | 0 | 0 | 0 | 0 | 0 | 0 | 0 | 0 | 0 | 0 | 0 | 0 | 0 | 0 | 0 | 0 | 0 | 0 | 0 | 0 | 0 | 0 | 0 | 0 | 0 | 0 | 0 | 0 | 0 | 0 | 0 | 0 | 0 | 0 | 0 | 0 | 0 | 0 | 0 | 0 | 0 | 0 | 0 | 0 | 0 | 0 | 0 | 0 | 0 | 0 | 0 | 0 | 0 | 0 | 0 | 0 | 0 | 0 | 0 | 0 | 0 | 0 | 0 | 0 | 0 | 0 | 0 | 0 | 0 | 0 | 0 | 0 | 0 | 0 | 0 | 0 | 0 | 0 | 0 | 0 | 0 | 0 | 0 | 0 | 0 | 0 | 0 | 0 | 0 | 0 | 0 | 0 | 0 | 0 | 0 | 0 | 0 | 0 | 0 | 0 | 0 | 0 | 0 | 0 | 0 | 0 | 0 | 0
[12 empty] | 2014-09-06 | 0 | 0 | 0 | 0 | 0 |  | 0 | 0 | 0 | 0 | 0 | 0 | 0 | 0 | 0 | 0 | 0 | 0 | 0 |  | 0 | 0 | 0 | 0 | 0 |  | 0 | 0 | 0 | 0 | 0 | 0 | 0 | 0 |  | 0 |  |  |  |  | 0 | 0 | 0 | 0 | 0 | 0 | 0 | 0 | 0 | 0 | 0 | 0 |  | 0 | 0 | 0 | 0 | 0 | 0 | 0 | 0 | 0 | 0 | 0 | 0 | 0 | 0 | 0 | 0 | 0 | 0 | 0 | 0 | 0 | 0 | 0 | 0 | 0 | 0 | 0 | 0 | 0 | 0 | 0 | 0 | 0 | 0 | 0 | 0 | 0 | 0 | 0 | 0 | 0 | 0 | 0 | 0 | 0 | 0 | 0 | 0 | 0 | 0 | 0 | 0 | 0 | 0 | 0 | 0 | 0 | 0 | 0 | 0 | 0 | 0 | 0 | 0 | 0 | 0 | 0 | 0 | 0 | 0 | 0 | 0 | 0 | 0 | 0 | 0 | 0 | 0 | 0 | 0 | 0 | 0 | 0 | 0 | 0 | 0 | 0 | 0 | 0 | 0 | 0 | 0 | 0 | 0 | 0 | 0 | 0 | 0 | 0 | 0 | 0 | 0 | 0 | 0 | 0 | 0 | 0 | 0 | 0 | 0 | 0 | 0 | 0 | 0 | 0 | 0 | 0 | 0 | 0 | 0 | 0 | 0 | 0 | 0 | 0 | 0 | 0 | 0 | 0 | 0 | 0 | 0 | 0 | 0 | 0 | 0
[12 empty] | 2014-09-07 | 0 | 0 | 0 | 0 | 0 |  | 0 | 0 | 0 | 0 | 0 | 0 | 0 | 0 | 0 | 0 | 0 | 0 | 0 |  | 0 | 0 | 0 | 0 | 0 |  | 0 | 0 | 0 | 0 | 0 | 0 | 0 | 0 |  | 0 |  |  |  |  | 0 | 0 | 0 | 0 | 0 | 0 | 0 | 0 | 0 | 0 | 0 | 0 |  | 0 | 0 | 0 | 0 | 0 | 0 | 0 | 0 | 0 | 0 | 0 | 0 | 0 | 0 | 0 | 0 | 0 | 0 | 0 | 0 | 0 | 0 | 0 | 0 | 0 | 0 | 0 | 0 | 0 | 0 | 0 | 0 | 0 | 0 | 0 | 0 | 0 | 0 | 0 | 0 | 0 | 0 | 0 | 0 | 0 | 0 | 0 | 0 | 0 | 0 | 0 | 0 | 0 | 0 | 0 | 0 | 0 | 0 | 0 | 0 | 0 | 0 | 0 | 0 | 0 | 0 | 0 | 0 | 0 | 0 | 0 | 0 | 0 | 0 | 0 | 0 | 0 | 0 | 0 | 0 | 0 | 0 | 0 | 0 | 0 | 0 | 0 | 0 | 0 | 0 | 0 | 0 | 0 | 0 | 0 | 0 | 0 | 0 | 0 | 0 | 0 | 0 | 0 | 0 | 0 | 0 | 0 | 0 | 0 | 0 | 0 | 0 | 0 | 0 | 0 | 0 | 0 | 0 | 0 | 0 | 0 | 0 | 0 | 0 | 0 | 0 | 0 | 0 | 0 | 0 | 0 | 0 | 0 | 0 | 0 | 0
[12 empty] | 2014-09-08 | 0 | 0 | 0 | 0 | 0 |  | 0 | 0 | 0 | 0 | 0 | 0 | 0 | 0 | 0 | 0 | 0 | 0 | 0 |  | 0 | 0 | 0 | 0 | 0 |  | 0 | 0 | 0 | 0 | 0 | 0 | 0 | 0 |  | 0 |  |  |  |  | 0 | 0 | 0 | 0 | 0 | 0 | 0 | 0 | 0 | 0 | 0 | 0 |  | 0 | 0 | 0 | 0 | 0 | 0 | 0 | 0 | 0 | 0 | 0 | 0 | 0 | 0 | 0 | 0 | 0 | 0 | 0 | 0 | 0 | 0 | 0 | 0 | 0 | 0 | 0 | 0 | 0 | 0 | 0 | 0 | 0 | 0 | 0 | 0 | 0 | 0 | 0 | 0 | 0 | 0 | 0 | 0 | 0 | 0 | 0 | 0 | 0 | 0 | 0 | 0 | 0 | 0 | 0 | 0 | 0 | 0 | 0 | 0 | 0 | 0 | 0 | 0 | 0 | 0 | 0 | 0 | 0 | 0 | 0 | 0 | 0 | 0 | 0 | 0 | 0 | 0 | 0 | 0 | 0 | 0 | 0 | 0 | 0 | 0 | 0 | 0 | 0 | 0 | 0 | 0 | 0 | 0 | 0 | 0 | 0 | 0 | 0 | 0 | 0 | 0 | 0 | 0 | 0 | 0 | 0 | 0 | 0 | 0 | 0 | 0 | 0 | 0 | 0 | 0 | 0 | 0 | 0 | 0 | 0 | 0 | 0 | 0 | 0 | 0 | 0 | 0 | 0 | 0 | 0 | 0 | 0 | 0 | 0 | 0
[12 empty] | 2014-09-09 | 0 | 0 | 0 | 0 | 0 |  | 0 | 0 | 0 | 0 | 0 | 0 | 0 | 0 | 0 | 0 | 0 | 0 | 0 |  | 0 | 0 | 0 | 0 | 0 |  | 0 | 0 | 0 | 0 | 0 | 0 | 0 | 0 |  | 0 |  |  |  |  | 0 | 0 | 0 | 0 | 0 | 0 | 0 | 0 | 0 | 0 | 0 | 0 |  | 0 | 0 | 0 | 0 | 0 | 0 | 0 | 0 | 0 | 0 | 0 | 0 | 0 | 0 | 0 | 0 | 0 | 0 | 0 | 0 | 0 | 0 | 0 | 0 | 0 | 0 | 0 | 0 | 0 | 0 | 0 | 0 | 0 | 0 | 0 | 0 | 0 | 0 | 0 | 0 | 0 | 0 | 0 | 0 | 0 | 0 | 0 | 0 | 0 | 0 | 0 | 0 | 0 | 0 | 0 | 0 | 0 | 0 | 0 | 0 | 0 | 0 | 0 | 0 | 0 | 0 | 0 | 0 | 0 | 0 | 0 | 0 | 0 | 0 | 0 | 0 | 0 | 0 | 0 | 0 | 0 | 0 | 0 | 0 | 0 | 0 | 0 | 0 | 0 | 0 | 0 | 0 | 0 | 0 | 0 | 0 | 0 | 0 | 0 | 0 | 0 | 0 | 0 | 0 | 0 | 0 | 0 | 0 | 0 | 0 | 0 | 0 | 0 | 0 | 0 | 0 | 0 | 0 | 0 | 0 | 0 | 0 | 0 | 0 | 0 | 0 | 0 | 0 | 0 | 0 | 0 | 0 | 0 | 0 | 0 | 0
[12 empty] | 2014-09-10 | 0 | 0 | 0 | 0 | 0 |  | 0 | 0 | 0 | 0 | 0 | 0 | 0 | 0 | 0 | 0 | 0 | 0 | 0 |  | 0 | 0 | 0 | 0 | 0 |  | 0 | 0 | 0 | 0 | 0 | 0 | 0 | 0 |  | 0 |  |  |  |  | 0 | 0 | 0 | 0 | 0 | 0 | 0 | 0 | 0 | 0 | 0 | 0 |  | 0 | 0 | 0 | 0 | 0 | 0 | 0 | 0 | 0 | 0 | 0 | 0 | 0 | 0 | 0 | 0 | 0 | 0 | 0 | 0 | 0 | 0 | 0 | 0 | 0 | 0 | 0 | 0 | 0 | 0 | 0 | 0 | 0 | 0 | 0 | 0 | 0 | 0 | 0 | 0 | 0 | 0 | 0 | 0 | 0 | 0 | 0 | 0 | 0 | 0 | 0 | 0 | 0 | 0 | 0 | 0 | 0 | 0 | 0 | 0 | 0 | 0 | 0 | 0 | 0 | 0 | 0 | 0 | 0 | 0 | 0 | 0 | 0 | 0 | 0 | 0 | 0 | 0 | 0 | 0 | 0 | 0 | 0 | 0 | 0 | 0 | 0 | 0 | 0 | 0 | 0 | 0 | 0 | 0 | 0 | 0 | 0 | 0 | 0 | 0 | 0 | 0 | 0 | 0 | 0 | 0 | 0 | 0 | 0 | 0 | 0 | 0 | 0 | 0 | 0 | 0 | 0 | 0 | 0 | 0 | 0 | 0 | 0 | 0 | 0 | 0 | 0 | 0 | 0 | 0 | 0 | 0 | 0 | 0 | 0 | 0
[12 empty] | 2014-09-11 | 0 | 0 | 0 | 0 | 0 |  | 0 | 0 | 0 | 0 | 0 | 0 | 0 | 0 | 0 | 0 | 0 | 0 | 0 |  | 0 | 0 | 0 | 0 | 0 |  | 0 | 0 | 0 | 0 | 0 | 0 | 0 | 0 |  | 0 |  |  |  |  | 0 | 0 | 0 | 0 | 0 | 0 | 0 | 0 | 0 | 0 | 0 | 0 |  | 0 | 0 | 0 | 0 | 0 | 0 | 0 | 0 | 0 | 0 | 0 | 0 | 0 | 0 | 0 | 0 | 0 | 0 | 0 | 0 | 0 | 0 | 0 | 0 | 0 | 0 | 0 | 0 | 0 | 0 | 0 | 0 | 0 | 0 | 0 | 0 | 0 | 0 | 0 | 0 | 0 | 0 | 0 | 0 | 0 | 0 | 0 | 0 | 0 | 0 | 0 | 0 | 0 | 0 | 0 | 0 | 0 | 0 | 0 | 0 | 0 | 0 | 0 | 0 | 0 | 0 | 0 | 0 | 0 | 0 | 0 | 0 | 0 | 0 | 0 | 0 | 0 | 0 | 0 | 0 | 0 | 0 | 0 | 0 | 0 | 0 | 0 | 0 | 0 | 0 | 0 | 0 | 0 | 0 | 0 | 0 | 0 | 0 | 0 | 0 | 0 | 0 | 0 | 0 | 0 | 0 | 0 | 0 | 0 | 0 | 0 | 0 | 0 | 0 | 0 | 0 | 0 | 0 | 0 | 0 | 0 | 0 | 0 | 0 | 0 | 0 | 0 | 0 | 0 | 0 | 0 | 0 | 0 | 0 | 0 | 0
[12 empty] | 2014-09-12 | 0 | 0 | 0 | 0 | 0 |  | 0 | 0 | 0 | 0 | 0 | 0 | 0 | 0 | 0 | 0 | 0 | 0 | 0 |  | 0 | 0 | 0 | 0 | 0 |  | 0 | 0 | 0 | 0 | 0 | 0 | 0 | 0 |  | 0 |  |  |  |  | 0 | 0 | 0 | 0 | 0 | 0 | 0 | 0 | 0 | 0 | 0 | 0 |  | 0 | 0 | 0 | 0 | 0 | 0 | 0 | 0 | 0 | 0 | 0 | 0 | 0 | 0 | 0 | 0 | 0 | 0 | 0 | 0 | 0 | 0 | 0 | 0 | 0 | 0 | 0 | 0 | 0 | 0 | 0 | 0 | 0 | 0 | 0 | 0 | 0 | 0 | 0 | 0 | 0 | 0 | 0 | 0 | 0 | 0 | 0 | 0 | 0 | 0 | 0 | 0 | 0 | 0 | 0 | 0 | 0 | 0 | 0 | 0 | 0 | 0 | 0 | 0 | 0 | 0 | 0 | 0 | 0 | 0 | 0 | 0 | 0 | 0 | 0 | 0 | 0 | 0 | 0 | 0 | 0 | 0 | 0 | 0 | 0 | 0 | 0 | 0 | 0 | 0 | 0 | 0 | 0 | 0 | 0 | 0 | 0 | 0 | 0 | 0 | 0 | 0 | 0 | 0 | 0 | 0 | 0 | 0 | 0 | 0 | 0 | 0 | 0 | 0 | 0 | 0 | 0 | 0 | 0 | 0 | 0 | 0 | 0 | 0 | 0 | 0 | 0 | 0 | 0 | 0 | 0 | 0 | 0 | 0 | 0 | 0
[12 empty] | 2014-09-13 | 0 | 0 | 0 | 0 | 0 |  | 0 | 0 | 0 | 0 | 0 | 0 | 0 | 0 | 0 | 0 | 0 | 0 | 0 |  | 0 | 0 | 0 | 0 | 0 |  | 0 | 0 | 0 | 0 | 0 | 0 | 0 | 0 |  | 0 |  |  |  |  | 0 | 0 | 0 | 0 | 0 | 0 | 0 | 0 | 0 | 0 | 0 | 0 |  | 0 | 0 | 0 | 0 | 0 | 0 | 0 | 0 | 0 | 0 | 0 | 0 | 0 | 0 | 0 | 0 | 0 | 0 | 0 | 0 | 0 | 0 | 0 | 0 | 0 | 0 | 0 | 0 | 0 | 0 | 0 | 0 | 0 | 0 | 0 | 0 | 0 | 0 | 0 | 0 | 0 | 0 | 0 | 0 | 0 | 0 | 0 | 0 | 0 | 0 | 0 | 0 | 0 | 0 | 0 | 0 | 0 | 0 | 0 | 0 | 0 | 0 | 0 | 0 | 0 | 0 | 0 | 0 | 0 | 0 | 0 | 0 | 0 | 0 | 0 | 0 | 0 | 0 | 0 | 0 | 0 | 0 | 0 | 0 | 0 | 0 | 0 | 0 | 0 | 0 | 0 | 0 | 0 | 0 | 0 | 0 | 0 | 0 | 0 | 0 | 0 | 0 | 0 | 0 | 0 | 0 | 0 | 0 | 0 | 0 | 0 | 0 | 0 | 0 | 0 | 0 | 0 | 0 | 0 | 0 | 0 | 0 | 0 | 0 | 0 | 0 | 0 | 0 | 0 | 0 | 0 | 0 | 0 | 0 | 0 | 0
[12 empty] | 2014-09-14 | 0 | 0 | 0 | 0 | 0 |  | 0 | 0 | 0 | 0 | 0 | 0 | 0 | 0 | 0 | 0 | 0 | 0 | 0 |  | 0 | 0 | 0 | 0 | 0 |  | 0 | 0 | 0 | 0 | 0 | 0 | 0 | 0 |  | 0 |  |  |  |  | 0 | 0 | 0 | 0 | 0 | 0 | 0 | 0 | 0 | 0 | 0 | 0 |  | 0 | 0 | 0 | 0 | 0 | 0 | 0 | 0 | 0 | 0 | 0 | 0 | 0 | 0 | 0 | 0 | 0 | 0 | 0 | 0 | 0 | 0 | 0 | 0 | 0 | 0 | 0 | 0 | 0 | 0 | 0 | 0 | 0 | 0 | 0 | 0 | 0 | 0 | 0 | 0 | 0 | 0 | 0 | 0 | 0 | 0 | 0 | 0 | 0 | 0 | 0 | 0 | 0 | 0 | 0 | 0 | 0 | 0 | 0 | 0 | 0 | 0 | 0 | 0 | 0 | 0 | 0 | 0 | 0 | 0 | 0 | 0 | 0 | 0 | 0 | 0 | 0 | 0 | 0 | 0 | 0 | 0 | 0 | 0 | 0 | 0 | 0 | 0 | 0 | 0 | 0 | 0 | 0 | 0 | 0 | 0 | 0 | 0 | 0 | 0 | 0 | 0 | 0 | 0 | 0 | 0 | 0 | 0 | 0 | 0 | 0 | 0 | 0 | 0 | 0 | 0 | 0 | 0 | 0 | 0 | 0 | 0 | 0 | 0 | 0 | 0 | 0 | 0 | 0 | 0 | 0 | 0 | 0 | 0 | 0 | 0
[12 empty] | 2014-09-15 | 0 | 0 | 0 | 0 | 0 |  | 0 | 0 | 0 | 0 | 0 | 0 | 0 | 0 | 0 | 0 | 0 | 0 | 0 |  | 0 | 0 | 0 | 0 | 0 |  | 0 | 0 | 0 | 0 | 0 | 0 | 0 | 0 |  | 0 |  |  |  |  | 0 | 0 | 0 | 0 | 0 | 0 | 0 | 0 | 0 | 0 | 0 | 0 |  | 0 | 0 | 0 | 0 | 0 | 0 | 0 | 0 | 0 | 0 | 0 | 0 | 0 | 0 | 0 | 0 | 0 | 0 | 0 | 0 | 0 | 0 | 0 | 0 | 0 | 0 | 0 | 0 | 0 | 0 | 0 | 0 | 0 | 0 | 0 | 0 | 0 | 0 | 0 | 0 | 0 | 0 | 0 | 0 | 0 | 0 | 0 | 0 | 0 | 0 | 0 | 0 | 0 | 0 | 0 | 0 | 0 | 0 | 0 | 0 | 0 | 0 | 0 | 0 | 0 | 0 | 0 | 0 | 0 | 0 | 0 | 0 | 0 | 0 | 0 | 0 | 0 | 0 | 0 | 0 | 0 | 0 | 0 | 0 | 0 | 0 | 0 | 0 | 0 | 0 | 0 | 0 | 0 | 0 | 0 | 0 | 0 | 0 | 0 | 0 | 0 | 0 | 0 | 0 | 0 | 0 | 0 | 0 | 0 | 0 | 0 | 0 | 0 | 0 | 0 | 0 | 0 | 0 | 0 | 0 | 0 | 0 | 0 | 0 | 0 | 0 | 0 | 0 | 0 | 0 | 0 | 0 | 0 | 0 | 0 | 0
[12 empty] | 2014-09-16 | 0 | 0 | 0 | 0 | 0 |  | 0 | 0 | 0 | 0 | 0 | 0 | 0 | 0 | 0 | 0 | 0 | 0 | 0 |  | 0 | 0 | 0 | 0 | 0 |  | 0 | 0 | 0 | 0 | 0 | 0 | 0 | 0 |  | 0 |  |  |  |  | 0 | 0 | 0 | 0 | 0 | 0 | 0 | 0 | 0 | 0 | 0 | 0 |  | 0 | 0 | 0 | 0 | 0 | 0 | 0 | 0 | 0 | 0 | 0 | 0 | 0 | 0 | 0 | 0 | 0 | 0 | 0 | 0 | 0 | 0 | 0 | 0 | 0 | 0 | 0 | 0 | 0 | 0 | 0 | 0 | 0 | 0 | 0 | 0 | 0 | 0 | 0 | 0 | 0 | 0 | 0 | 0 | 0 | 0 | 0 | 0 | 0 | 0 | 0 | 0 | 0 | 0 | 0 | 0 | 0 | 0 | 0 | 0 | 0 | 0 | 0 | 0 | 0 | 0 | 0 | 0 | 0 | 0 | 0 | 0 | 0 | 0 | 0 | 0 | 0 | 0 | 0 | 0 | 0 | 0 | 0 | 0 | 0 | 0 | 0 | 0 | 0 | 0 | 0 | 0 | 0 | 0 | 0 | 0 | 0 | 0 | 0 | 0 | 0 | 0 | 0 | 0 | 0 | 0 | 0 | 0 | 0 | 0 | 0 | 0 | 0 | 0 | 0 | 0 | 0 | 0 | 0 | 0 | 0 | 0 | 0 | 0 | 0 | 0 | 0 | 0 | 0 | 0 | 0 | 0 | 0 | 0 | 0 | 0
[12 empty] | 2014-09-17 | 0 | 0 | 0 | 0 | 0 |  | 0 | 0 | 0 | 0 | 0 | 0 | 0 | 0 | 0 | 0 | 0 | 0 | 0 |  | 0 | 0 | 0 | 0 | 0 |  | 0 | 0 | 0 | 0 | 0 | 0 | 0 | 0 |  | 0 |  |  |  |  | 0 | 0 | 0 | 0 | 0 | 0 | 0 | 0 | 0 | 0 | 0 | 0 |  | 0 | 0 | 0 | 0 | 0 | 0 | 0 | 0 | 0 | 0 | 0 | 0 | 0 | 0 | 0 | 0 | 0 | 0 | 0 | 0 | 0 | 0 | 0 | 0 | 0 | 0 | 0 | 0 | 0 | 0 | 0 | 0 | 0 | 0 | 0 | 0 | 0 | 0 | 0 | 0 | 0 | 0 | 0 | 0 | 0 | 0 | 0 | 0 | 0 | 0 | 0 | 0 | 0 | 0 | 0 | 0 | 0 | 0 | 0 | 0 | 0 | 0 | 0 | 0 | 0 | 0 | 0 | 0 | 0 | 0 | 0 | 0 | 0 | 0 | 0 | 0 | 0 | 0 | 0 | 0 | 0 | 0 | 0 | 0 | 0 | 0 | 0 | 0 | 0 | 0 | 0 | 0 | 0 | 0 | 0 | 0 | 0 | 0 | 0 | 0 | 0 | 0 | 0 | 0 | 0 | 0 | 0 | 0 | 0 | 0 | 0 | 0 | 0 | 0 | 0 | 0 | 0 | 0 | 0 | 0 | 0 | 0 | 0 | 0 | 0 | 0 | 0 | 0 | 0 | 0 | 0 | 0 | 0 | 0 | 0 | 0
[12 empty] | 2014-09-18 | 0 | 0 | 0 | 0 | 0 |  | 0 | 0 | 0 | 0 | 0 | 0 | 0 | 0 | 0 | 0 | 0 | 0 | 0 |  | 0 | 0 | 0 | 0 | 0 |  | 0 | 0 | 0 | 0 | 0 | 0 | 0 | 0 |  | 0 |  |  |  |  | 0 | 0 | 0 | 0 | 0 | 0 | 0 | 0 | 0 | 0 | 0 | 0 |  | 0 | 0 | 0 | 0 | 0 | 0 | 0 | 0 | 0 | 0 | 0 | 0 | 0 | 0 | 0 | 0 | 0 | 0 | 0 | 0 | 0 | 0 | 0 | 0 | 0 | 0 | 0 | 0 | 0 | 0 | 0 | 0 | 0 | 0 | 0 | 0 | 0 | 0 | 0 | 0 | 0 | 0 | 0 | 0 | 0 | 0 | 0 | 0 | 0 | 0 | 0 | 0 | 0 | 0 | 0 | 0 | 0 | 0 | 0 | 0 | 0 | 0 | 0 | 0 | 0 | 0 | 0 | 0 | 0 | 0 | 0 | 0 | 0 | 0 | 0 | 0 | 0 | 0 | 0 | 0 | 0 | 0 | 0 | 0 | 0 | 0 | 0 | 0 | 0 | 0 | 0 | 0 | 0 | 0 | 0 | 0 | 0 | 0 | 0 | 0 | 0 | 0 | 0 | 0 | 0 | 0 | 0 | 0 | 0 | 0 | 0 | 0 | 0 | 0 | 0 | 0 | 0 | 0 | 0 | 0 | 0 | 0 | 0 | 0 | 0 | 0 | 0 | 0 | 0 | 0 | 0 | 0 | 0 | 0 | 0 | 0
[12 empty] | 2014-09-19 | 0 | 0 | 0 | 0 | 0 |  | 0 | 0 | 0 | 0 | 0 | 0 | 0 | 0 | 0 | 0 | 0 | 0 | 0 |  | 0 | 0 | 0 | 0 | 0 |  | 0 | 0 | 0 | 0 | 0 | 0 | 0 | 0 |  | 0 |  |  |  |  | 0 | 0 | 0 | 0 | 0 | 0 | 0 | 0 | 0 | 0 | 0 | 0 |  | 0 | 0 | 0 | 0 | 0 | 0 | 0 | 0 | 0 | 0 | 0 | 0 | 0 | 0 | 0 | 0 | 0 | 0 | 0 | 0 | 0 | 0 | 0 | 0 | 0 | 0 | 0 | 0 | 0 | 0 | 0 | 0 | 0 | 0 | 0 | 0 | 0 | 0 | 0 | 0 | 0 | 0 | 0 | 0 | 0 | 0 | 0 | 0 | 0 | 0 | 0 | 0 | 0 | 0 | 0 | 0 | 0 | 0 | 0 | 0 | 0 | 0 | 0 | 0 | 0 | 0 | 0 | 0 | 0 | 0 | 0 | 0 | 0 | 0 | 0 | 0 | 0 | 0 | 0 | 0 | 0 | 0 | 0 | 0 | 0 | 0 | 0 | 0 | 0 | 0 | 0 | 0 | 0 | 0 | 0 | 0 | 0 | 0 | 0 | 0 | 0 | 0 | 0 | 0 | 0 | 0 | 0 | 0 | 0 | 0 | 0 | 0 | 0 | 0 | 0 | 0 | 0 | 0 | 0 | 0 | 0 | 0 | 0 | 0 | 0 | 0 | 0 | 0 | 0 | 0 | 0 | 0 | 0 | 0 | 0 | 0
[12 empty] | 2014-09-20 | 0 | 0 | 0 | 0 | 0 |  | 0 | 0 | 0 | 0 | 0 | 0 | 0 | 0 | 0 | 0 | 0 | 0 | 0 |  | 0 | 0 | 0 | 0 | 0 |  | 0 | 0 | 0 | 0 | 0 | 0 | 0 | 0 |  | 0 |  |  |  |  | 0 | 0 | 0 | 0 | 0 | 0 | 0 | 0 | 0 | 0 | 0 | 0 |  | 0 | 0 | 0 | 0 | 0 | 0 | 0 | 0 | 0 | 0 | 0 | 0 | 0 | 0 | 0 | 0 | 0 | 0 | 0 | 0 | 0 | 0 | 0 | 0 | 0 | 0 | 0 | 0 | 0 | 0 | 0 | 0 | 0 | 0 | 0 | 0 | 0 | 0 | 0 | 0 | 0 | 0 | 0 | 0 | 0 | 0 | 0 | 0 | 0 | 0 | 0 | 0 | 0 | 0 | 0 | 0 | 0 | 0 | 0 | 0 | 0 | 0 | 0 | 0 | 0 | 0 | 0 | 0 | 0 | 0 | 0 | 0 | 0 | 0 | 0 | 0 | 0 | 0 | 0 | 0 | 0 | 0 | 0 | 0 | 0 | 0 | 0 | 0 | 0 | 0 | 0 | 0 | 0 | 0 | 0 | 0 | 0 | 0 | 0 | 0 | 0 | 0 | 0 | 0 | 0 | 0 | 0 | 0 | 0 | 0 | 0 | 0 | 0 | 0 | 0 | 0 | 0 | 0 | 0 | 0 | 0 | 0 | 0 | 0 | 0 | 0 | 0 | 0 | 0 | 0 | 0 | 0 | 0 | 0 | 0 | 0
[12 empty] | 2014-09-21 | 0 | 0 | 0 | 0 | 0 |  | 0 | 0 | 0 | 0 | 0 | 0 | 0 | 0 | 0 | 0 | 0 | 0 | 0 |  | 0 | 0 | 0 | 0 | 0 |  | 0 | 0 | 0 | 0 | 0 | 0 | 0 | 0 |  | 0 |  |  |  |  | 0 | 0 | 0 | 0 | 0 | 0 | 0 | 0 | 0 | 0 | 0 | 0 |  | 0 | 0 | 0 | 0 | 0 | 0 | 0 | 0 | 0 | 0 | 0 | 0 | 0 | 0 | 0 | 0 | 0 | 0 | 0 | 0 | 0 | 0 | 0 | 0 | 0 | 0 | 0 | 0 | 0 | 0 | 0 | 0 | 0 | 0 | 0 | 0 | 0 | 0 | 0 | 0 | 0 | 0 | 0 | 0 | 0 | 0 | 0 | 0 | 0 | 0 | 0 | 0 | 0 | 0 | 0 | 0 | 0 | 0 | 0 | 0 | 0 | 0 | 0 | 0 | 0 | 0 | 0 | 0 | 0 | 0 | 0 | 0 | 0 | 0 | 0 | 0 | 0 | 0 | 0 | 0 | 0 | 0 | 0 | 0 | 0 | 0 | 0 | 0 | 0 | 0 | 0 | 0 | 0 | 0 | 0 | 0 | 0 | 0 | 0 | 0 | 0 | 0 | 0 | 0 | 0 | 0 | 0 | 0 | 0 | 0 | 0 | 0 | 0 | 0 | 0 | 0 | 0 | 0 | 0 | 0 | 0 | 0 | 0 | 0 | 0 | 0 | 0 | 0 | 0 | 0 | 0 | 0 | 0 | 0 | 0 | 0
[12 empty] | 2014-09-22 | 0 | 0 | 0 | 0 | 0 |  | 0 | 0 | 0 | 0 | 0 | 0 | 0 | 0 | 0 | 0 | 0 | 0 | 0 |  | 0 | 0 | 0 | 0 | 0 |  | 0 | 0 | 0 | 0 | 0 | 0 | 0 | 0 |  | 0 |  |  |  |  | 0 | 0 | 0 | 0 | 0 | 0 | 0 | 0 | 0 | 0 | 0 | 0 |  | 0 | 0 | 0 | 0 | 0 | 0 | 0 | 0 | 0 | 0 | 0 | 0 | 0 | 0 | 0 | 0 | 0 | 0 | 0 | 0 | 0 | 0 | 0 | 0 | 0 | 0 | 0 | 0 | 0 | 0 | 0 | 0 | 0 | 0 | 0 | 0 | 0 | 0 | 0 | 0 | 0 | 0 | 0 | 0 | 0 | 0 | 0 | 0 | 0 | 0 | 0 | 0 | 0 | 0 | 0 | 0 | 0 | 0 | 0 | 0 | 0 | 0 | 0 | 0 | 0 | 0 | 0 | 0 | 0 | 0 | 0 | 0 | 0 | 0 | 0 | 0 | 0 | 0 | 0 | 0 | 0 | 0 | 0 | 0 | 0 | 0 | 0 | 0 | 0 | 0 | 0 | 0 | 0 | 0 | 0 | 0 | 0 | 0 | 0 | 0 | 0 | 0 | 0 | 0 | 0 | 0 | 0 | 0 | 0 | 0 | 0 | 0 | 0 | 0 | 0 | 0 | 0 | 0 | 0 | 0 | 0 | 0 | 0 | 0 | 0 | 0 | 0 | 0 | 0 | 0 | 0 | 0 | 0 | 0 | 0 | 0
[12 empty] | 2014-09-23 | 0 | 0 | 0 | 0 | 0 |  | 0 | 0 | 0 | 0 | 0 | 0 | 0 | 0 | 0 | 0 | 0 | 0 | 0 |  | 0 | 0 | 0 | 0 | 0 |  | 0 | 0 | 0 | 0 | 0 | 0 | 0 | 0 |  | 0 |  |  |  |  | 0 | 0 | 0 | 0 | 0 | 0 | 0 | 0 | 0 | 0 | 0 | 0 |  | 0 | 0 | 0 | 0 | 0 | 0 | 0 | 0 | 0 | 0 | 0 | 0 | 0 | 0 | 0 | 0 | 0 | 0 | 0 | 0 | 0 | 0 | 0 | 0 | 0 | 0 | 0 | 0 | 0 | 0 | 0 | 0 | 0 | 0 | 0 | 0 | 0 | 0 | 0 | 0 | 0 | 0 | 0 | 0 | 0 | 0 | 0 | 0 | 0 | 0 | 0 | 0 | 0 | 0 | 0 | 0 | 0 | 0 | 0 | 0 | 0 | 0 | 0 | 0 | 0 | 0 | 0 | 0 | 0 | 0 | 0 | 0 | 0 | 0 | 0 | 0 | 0 | 0 | 0 | 0 | 0 | 0 | 0 | 0 | 0 | 0 | 0 | 0 | 0 | 0 | 0 | 0 | 0 | 0 | 0 | 0 | 0 | 0 | 0 | 0 | 0 | 0 | 0 | 0 | 0 | 0 | 0 | 0 | 0 | 0 | 0 | 0 | 0 | 0 | 0 | 0 | 0 | 0 | 0 | 0 | 0 | 0 | 0 | 0 | 0 | 0 | 0 | 0 | 0 | 0 | 0 | 0 | 0 | 0 | 0 | 0
[12 empty] | 2014-09-24 | 0 | 0 | 0 | 0 | 0 |  | 0 | 0 | 0 | 0 | 0 | 0 | 0 | 0 | 0 | 0 | 0 | 0 | 0 |  | 0 | 0 | 0 | 0 | 0 |  | 0 | 0 | 0 | 0 | 0 | 0 | 0 | 0 |  | 0 |  |  |  |  | 0 | 0 | 0 | 0 | 0 | 0 | 0 | 0 | 0 | 0 | 0 | 0 |  | 0 | 0 | 0 | 0 | 0 | 0 | 0 | 0 | 0 | 0 | 0 | 0 | 0 | 0 | 0 | 0 | 0 | 0 | 0 | 0 | 0 | 0 | 0 | 0 | 0 | 0 | 0 | 0 | 0 | 0 | 0 | 0 | 0 | 0 | 0 | 0 | 0 | 0 | 0 | 0 | 0 | 0 | 0 | 0 | 0 | 0 | 0 | 0 | 0 | 0 | 0 | 0 | 0 | 0 | 0 | 0 | 0 | 0 | 0 | 0 | 0 | 0 | 0 | 0 | 0 | 0 | 0 | 0 | 0 | 0 | 0 | 0 | 0 | 0 | 0 | 0 | 0 | 0 | 0 | 0 | 0 | 0 | 0 | 0 | 0 | 0 | 0 | 0 | 0 | 0 | 0 | 0 | 0 | 0 | 0 | 0 | 0 | 0 | 0 | 0 | 0 | 0 | 0 | 0 | 0 | 0 | 0 | 0 | 0 | 0 | 0 | 0 | 0 | 0 | 0 | 0 | 0 | 0 | 0 | 0 | 0 | 0 | 0 | 0 | 0 | 0 | 0 | 0 | 0 | 0 | 0 | 0 | 0 | 0 | 0 | 0
[12 empty] | 2014-09-25 | 0 | 0 | 0 | 0 | 0 |  | 0 | 0 | 0 | 0 | 0 | 0 | 0 | 0 | 0 | 0 | 0 | 0 | 0 |  | 0 | 0 | 0 | 0 | 0 |  | 0 | 0 | 0 | 0 | 0 | 0 | 0 | 0 |  | 0 |  |  |  |  | 0 | 0 | 0 | 0 | 0 | 0 | 0 | 0 | 0 | 0 | 0 | 0 |  | 0 | 0 | 0 | 0 | 0 | 0 | 0 | 0 | 0 | 0 | 0 | 0 | 0 | 0 | 0 | 0 | 0 | 0 | 0 | 0 | 0 | 0 | 0 | 0 | 0 | 0 | 0 | 0 | 0 | 0 | 0 | 0 | 0 | 0 | 0 | 0 | 0 | 0 | 0 | 0 | 0 | 0 | 0 | 0 | 0 | 0 | 0 | 0 | 0 | 0 | 0 | 0 | 0 | 0 | 0 | 0 | 0 | 0 | 0 | 0 | 0 | 0 | 0 | 0 | 0 | 0 | 0 | 0 | 0 | 0 | 0 | 0 | 0 | 0 | 0 | 0 | 0 | 0 | 0 | 0 | 0 | 0 | 0 | 0 | 0 | 0 | 0 | 0 | 0 | 0 | 0 | 0 | 0 | 0 | 0 | 0 | 0 | 0 | 0 | 0 | 0 | 0 | 0 | 0 | 0 | 0 | 0 | 0 | 0 | 0 | 0 | 0 | 0 | 0 | 0 | 0 | 0 | 0 | 0 | 0 | 0 | 0 | 0 | 0 | 0 | 0 | 0 | 0 | 0 | 0 | 0 | 0 | 0 | 0 | 0 | 0
[12 empty] | 2014-09-26 | 0 | 0 | 0 | 0 | 0 |  | 0 | 0 | 0 | 0 | 0 | 0 | 0 | 0 | 0 | 0 | 0 | 0 | 0 |  | 0 | 0 | 0 | 0 | 0 |  | 0 | 0 | 0 | 0 | 0 | 0 | 0 | 0 |  | 0 |  |  |  |  | 0 | 0 | 0 | 0 | 0 | 0 | 0 | 0 | 0 | 0 | 0 | 0 |  | 0 | 0 | 0 | 0 | 0 | 0 | 0 | 0 | 0 | 0 | 0 | 0 | 0 | 0 | 0 | 0 | 0 | 0 | 0 | 0 | 0 | 0 | 0 | 0 | 0 | 0 | 0 | 0 | 0 | 0 | 0 | 0 | 0 | 0 | 0 | 0 | 0 | 0 | 0 | 0 | 0 | 0 | 0 | 0 | 0 | 0 | 0 | 0 | 0 | 0 | 0 | 0 | 0 | 0 | 0 | 0 | 0 | 0 | 0 | 0 | 0 | 0 | 0 | 0 | 0 | 0 | 0 | 0 | 0 | 0 | 0 | 0 | 0 | 0 | 0 | 0 | 0 | 0 | 0 | 0 | 0 | 0 | 0 | 0 | 0 | 0 | 0 | 0 | 0 | 0 | 0 | 0 | 0 | 0 | 0 | 0 | 0 | 0 | 0 | 0 | 0 | 0 | 0 | 0 | 0 | 0 | 0 | 0 | 0 | 0 | 0 | 0 | 0 | 0 | 0 | 0 | 0 | 0 | 0 | 0 | 0 | 0 | 0 | 0 | 0 | 0 | 0 | 0 | 0 | 0 | 0 | 0 | 0 | 0 | 0 | 0
[12 empty] | 2014-09-27 | 0 | 0 | 0 | 0 | 0 |  | 0 | 0 | 0 | 0 | 0 | 0 | 0 | 0 | 0 | 0 | 0 | 0 | 0 |  | 0 | 0 | 0 | 0 | 0 |  | 0 | 0 | 0 | 0 | 0 | 0 | 0 | 0 |  | 0 |  |  |  |  | 0 | 0 | 0 | 0 | 0 | 0 | 0 | 0 | 0 | 0 | 0 | 0 |  | 0 | 0 | 0 | 0 | 0 | 0 | 0 | 0 | 0 | 0 | 0 | 0 | 0 | 0 | 0 | 0 | 0 | 0 | 0 | 0 | 0 | 0 | 0 | 0 | 0 | 0 | 0 | 0 | 0 | 0 | 0 | 0 | 0 | 0 | 0 | 0 | 0 | 0 | 0 | 0 | 0 | 0 | 0 | 0 | 0 | 0 | 0 | 0 | 0 | 0 | 0 | 0 | 0 | 0 | 0 | 0 | 0 | 0 | 0 | 0 | 0 | 0 | 0 | 0 | 0 | 0 | 0 | 0 | 0 | 0 | 0 | 0 | 0 | 0 | 0 | 0 | 0 | 0 | 0 | 0 | 0 | 0 | 0 | 0 | 0 | 0 | 0 | 0 | 0 | 0 | 0 | 0 | 0 | 0 | 0 | 0 | 0 | 0 | 0 | 0 | 0 | 0 | 0 | 0 | 0 | 0 | 0 | 0 | 0 | 0 | 0 | 0 | 0 | 0 | 0 | 0 | 0 | 0 | 0 | 0 | 0 | 0 | 0 | 0 | 0 | 0 | 0 | 0 | 0 | 0 | 0 | 0 | 0 | 0 | 0 | 0
[12 empty] | 2014-09-28 | 0 | 0 | 0 | 0 | 0 |  | 0 | 0 | 0 | 0 | 0 | 0 | 0 | 0 | 0 | 0 | 0 | 0 | 0 |  | 0 | 0 | 0 | 0 | 0 |  | 0 | 0 | 0 | 0 | 0 | 0 | 0 | 0 |  | 0 |  |  |  |  | 0 | 0 | 0 | 0 | 0 | 0 | 0 | 0 | 0 | 0 | 0 | 0 |  | 0 | 0 | 0 | 0 | 0 | 0 | 0 | 0 | 0 | 0 | 0 | 0 | 0 | 0 | 0 | 0 | 0 | 0 | 0 | 0 | 0 | 0 | 0 | 0 | 0 | 0 | 0 | 0 | 0 | 0 | 0 | 0 | 0 | 0 | 0 | 0 | 0 | 0 | 0 | 0 | 0 | 0 | 0 | 0 | 0 | 0 | 0 | 0 | 0 | 0 | 0 | 0 | 0 | 0 | 0 | 0 | 0 | 0 | 0 | 0 | 0 | 0 | 0 | 0 | 0 | 0 | 0 | 0 | 0 | 0 | 0 | 0 | 0 | 0 | 0 | 0 | 0 | 0 | 0 | 0 | 0 | 0 | 0 | 0 | 0 | 0 | 0 | 0 | 0 | 0 | 0 | 0 | 0 | 0 | 0 | 0 | 0 | 0 | 0 | 0 | 0 | 0 | 0 | 0 | 0 | 0 | 0 | 0 | 0 | 0 | 0 | 0 | 0 | 0 | 0 | 0 | 0 | 0 | 0 | 0 | 0 | 0 | 0 | 0 | 0 | 0 | 0 | 0 | 0 | 0 | 0 | 0 | 0 | 0 | 0 | 0
[12 empty] | 2014-09-29 | 0 | 0 | 0 | 0 | 0 |  | 0 | 0 | 0 | 0 | 0 | 0 | 0 | 0 | 0 | 0 | 0 | 0 | 0 |  | 0 | 0 | 0 | 0 | 0 |  | 0 | 0 | 0 | 0 | 0 | 0 | 0 | 0 |  | 0 |  |  |  |  | 0 | 0 | 0 | 0 | 0 | 0 | 0 | 0 | 0 | 0 | 0 | 0 |  | 0 | 0 | 0 | 0 | 0 | 0 | 0 | 0 | 0 | 0 | 0 | 0 | 0 | 0 | 0 | 0 | 0 | 0 | 0 | 0 | 0 | 0 | 0 | 0 | 0 | 0 | 0 | 0 | 0 | 0 | 0 | 0 | 0 | 0 | 0 | 0 | 0 | 0 | 0 | 0 | 0 | 0 | 0 | 0 | 0 | 0 | 0 | 0 | 0 | 0 | 0 | 0 | 0 | 0 | 0 | 0 | 0 | 0 | 0 | 0 | 0 | 0 | 0 | 0 | 0 | 0 | 0 | 0 | 0 | 0 | 0 | 0 | 0 | 0 | 0 | 0 | 0 | 0 | 0 | 0 | 0 | 0 | 0 | 0 | 0 | 0 | 0 | 0 | 0 | 0 | 0 | 0 | 0 | 0 | 0 | 0 | 0 | 0 | 0 | 0 | 0 | 0 | 0 | 0 | 0 | 0 | 0 | 0 | 0 | 0 | 0 | 0 | 0 | 0 | 0 | 0 | 0 | 0 | 0 | 0 | 0 | 0 | 0 | 0 | 0 | 0 | 0 | 0 | 0 | 0 | 0 | 0 | 0 | 0 | 0 | 0
[12 empty] | 2014-09-30 | 0 | 0 | 0 | 0 | 0 |  | 0 | 0 | 0 | 0 | 0 | 0 | 0 | 0 | 0 | 0 | 0 | 0 | 0 |  | 0 | 0 | 0 | 0 | 0 |  | 0 | 0 | 0 | 0 | 0 | 0 | 0 | 0 |  | 0 |  |  |  |  | 0 | 0 | 0 | 0 | 0 | 0 | 0 | 0 | 0 | 0 | 0 | 0 |  | 0 | 0 | 0 | 0 | 0 | 0 | 0 | 0 | 0 | 0 | 0 | 0 | 0 | 0 | 0 | 0 | 0 | 0 | 0 | 0 | 0 | 0 | 0 | 0 | 0 | 0 | 0 | 0 | 0 | 0 | 0 | 0 | 0 | 0 | 0 | 0 | 0 | 0 | 0 | 0 | 0 | 0 | 0 | 0 | 0 | 0 | 0 | 0 | 0 | 0 | 0 | 0 | 0 | 0 | 0 | 0 | 0 | 0 | 0 | 0 | 0 | 0 | 0 | 0 | 0 | 0 | 0 | 0 | 0 | 0 | 0 | 0 | 0 | 0 | 0 | 0 | 0 | 0 | 0 | 0 | 0 | 0 | 0 | 0 | 0 | 0 | 0 | 0 | 0 | 0 | 0 | 0 | 0 | 0 | 0 | 0 | 0 | 0 | 0 | 0 | 0 | 0 | 0 | 0 | 0 | 0 | 0 | 0 | 0 | 0 | 0 | 0 | 0 | 0 | 0 | 0 | 0 | 0 | 0 | 0 | 0 | 0 | 0 | 0 | 0 | 0 | 0 | 0 | 0 | 0 | 0 | 0 | 0 | 0 | 0 | 0
[12 empty] | 2014-10-01 | 0 | 0 | 0 | 0 | 0 |  | 0 | 0 | 0 | 0 | 0 | 0 | 0 | 0 | 0 | 0 | 0 | 0 | 0 |  | 0 | 0 | 0 | 0 | 0 |  | 0 | 0 | 0 | 0 | 0 | 0 | 0 | 0 |  | 0 |  |  |  |  | 0 | 0 | 0 | 0 | 0 | 0 | 0 | 0 | 0 | 0 | 0 | 0 |  | 0 | 0 | 0 | 0 | 0 | 0 | 0 | 0 | 0 | 0 | 0 | 0 | 0 | 0 | 0 | 0 | 0 | 0 | 0 | 0 | 0 | 0 | 0 | 0 | 0 | 0 | 0 | 0 | 0 | 0 | 0 | 0 | 0 | 0 | 0 | 0 | 0 | 0 | 0 | 0 | 0 | 0 | 0 | 0 | 0 | 0 | 0 | 0 | 0 | 0 | 0 | 0 | 0 | 0 | 0 | 0 | 0 | 0 | 0 | 0 | 0 | 0 | 0 | 0 | 0 | 0 | 0 | 0 | 0 | 0 | 0 | 0 | 0 | 0 | 0 | 0 | 0 | 0 | 0 | 0 | 0 | 0 | 0 | 0 | 0 | 0 | 0 | 0 | 0 | 0 | 0 | 0 | 0 | 0 | 0 | 0 | 0 | 0 | 0 | 0 | 0 | 0 | 0 | 0 | 0 | 0 | 0 | 0 | 0 | 0 | 0 | 0 | 0 | 0 | 0 | 0 | 0 | 0 | 0 | 0 | 0 | 0 | 0 | 0 | 0 | 0 | 0 | 0 | 0 | 0 | 0 | 0 | 0 | 0 | 0 | 0
[12 empty] | 2014-10-02 | 0 | 0 | 0 | 0 | 0 |  | 0 | 0 | 0 | 0 | 0 | 0 | 0 | 0 | 0 | 0 | 0 | 0 | 0 |  | 0 | 0 | 0 | 0 | 0 |  | 0 | 0 | 0 | 0 | 0 | 0 | 0 | 0 |  | 0 |  |  |  |  | 0 | 0 | 0 | 0 | 0 | 0 | 0 | 0 | 0 | 0 | 0 | 0 |  | 0 | 0 | 0 | 0 | 0 | 0 | 0 | 0 | 0 | 0 | 0 | 0 | 0 | 0 | 0 | 0 | 0 | 0 | 0 | 0 | 0 | 0 | 0 | 0 | 0 | 0 | 0 | 0 | 0 | 0 | 0 | 0 | 0 | 0 | 0 | 0 | 0 | 0 | 0 | 0 | 0 | 0 | 0 | 0 | 0 | 0 | 0 | 0 | 0 | 0 | 0 | 0 | 0 | 0 | 0 | 0 | 0 | 0 | 0 | 0 | 0 | 0 | 0 | 0 | 0 | 0 | 0 | 0 | 0 | 0 | 0 | 0 | 0 | 0 | 0 | 0 | 0 | 0 | 0 | 0 | 0 | 0 | 0 | 0 | 0 | 0 | 0 | 0 | 0 | 0 | 0 | 0 | 0 | 0 | 0 | 0 | 0 | 0 | 0 | 0 | 0 | 0 | 0 | 0 | 0 | 0 | 0 | 0 | 0 | 0 | 0 | 0 | 0 | 0 | 0 | 0 | 0 | 0 | 0 | 0 | 0 | 0 | 0 | 0 | 0 | 0 | 0 | 0 | 0 | 0 | 0 | 0 | 0 | 0 | 0 | 0
[12 empty] | 2014-10-03 | 0 | 0 | 0 | 0 | 0 |  | 0 | 0 | 0 | 0 | 0 | 0 | 0 | 0 | 0 | 0 | 0 | 0 | 0 |  | 0 | 0 | 0 | 0 | 0 |  | 0 | 0 | 0 | 0 | 0 | 0 | 0 | 0 |  | 0 |  |  |  |  | 0 | 0 | 0 | 0 | 0 | 0 | 0 | 0 | 0 | 0 | 0 | 0 |  | 0 | 0 | 0 | 0 | 0 | 0 | 0 | 0 | 0 | 0 | 0 | 0 | 0 | 0 | 0 | 0 | 0 | 0 | 0 | 0 | 0 | 0 | 0 | 0 | 0 | 0 | 0 | 0 | 0 | 0 | 0 | 0 | 0 | 0 | 0 | 0 | 0 | 0 | 0 | 0 | 0 | 0 | 0 | 0 | 0 | 0 | 0 | 0 | 0 | 0 | 0 | 0 | 0 | 0 | 0 | 0 | 0 | 0 | 0 | 0 | 0 | 0 | 0 | 0 | 0 | 0 | 0 | 0 | 0 | 0 | 0 | 0 | 0 | 0 | 0 | 0 | 0 | 0 | 0 | 0 | 0 | 0 | 0 | 0 | 0 | 0 | 0 | 0 | 0 | 0 | 0 | 0 | 0 | 0 | 0 | 0 | 0 | 0 | 0 | 0 | 0 | 0 | 0 | 0 | 0 | 0 | 0 | 0 | 0 | 0 | 0 | 0 | 0 | 0 | 0 | 0 | 0 | 0 | 0 | 0 | 0 | 0 | 0 | 0 | 0 | 0 | 0 | 0 | 0 | 0 | 0 | 0 | 0 | 0 | 0 | 0
[12 empty] | 2014-10-04 | 0 | 0 | 0 | 0 | 0 |  | 0 | 0 | 0 | 0 | 0 | 0 | 0 | 0 | 0 | 0 | 0 | 0 | 0 |  | 0 | 0 | 0 | 0 | 0 |  | 0 | 0 | 0 | 0 | 0 | 0 | 0 | 0 |  | 0 |  |  |  |  | 0 | 0 | 0 | 0 | 0 | 0 | 0 | 0 | 0 | 0 | 0 | 0 |  | 0 | 0 | 0 | 0 | 0 | 0 | 0 | 0 | 0 | 0 | 0 | 0 | 0 | 0 | 0 | 0 | 0 | 0 | 0 | 0 | 0 | 0 | 0 | 0 | 0 | 0 | 0 | 0 | 0 | 0 | 0 | 0 | 0 | 0 | 0 | 0 | 0 | 0 | 0 | 0 | 0 | 0 | 0 | 0 | 0 | 0 | 0 | 0 | 0 | 0 | 0 | 0 | 0 | 0 | 0 | 0 | 0 | 0 | 0 | 0 | 0 | 0 | 0 | 0 | 0 | 0 | 0 | 0 | 0 | 0 | 0 | 0 | 0 | 0 | 0 | 0 | 0 | 0 | 0 | 0 | 0 | 0 | 0 | 0 | 0 | 0 | 0 | 0 | 0 | 0 | 0 | 0 | 0 | 0 | 0 | 0 | 0 | 0 | 0 | 0 | 0 | 0 | 0 | 0 | 0 | 0 | 0 | 0 | 0 | 0 | 0 | 0 | 0 | 0 | 0 | 0 | 0 | 0 | 0 | 0 | 0 | 0 | 0 | 0 | 0 | 0 | 0 | 0 | 0 | 0 | 0 | 0 | 0 | 0 | 0 | 0
[12 empty] | 2014-10-05 | 0 | 0 | 0 | 0 | 0 |  | 0 | 0 | 0 | 0 | 0 | 0 | 0 | 0 | 0 | 0 | 0 | 0 | 0 |  | 0 | 0 | 0 | 0 | 0 |  | 0 | 0 | 0 | 0 | 0 | 0 | 0 | 0 |  | 0 |  |  |  |  | 0 | 0 | 0 | 0 | 0 | 0 | 0 | 0 | 0 | 0 | 0 | 0 |  | 0 | 0 | 0 | 0 | 0 | 0 | 0 | 0 | 0 | 0 | 0 | 0 | 0 | 0 | 0 | 0 | 0 | 0 | 0 | 0 | 0 | 0 | 0 | 0 | 0 | 0 | 0 | 0 | 0 | 0 | 0 | 0 | 0 | 0 | 0 | 0 | 0 | 0 | 0 | 0 | 0 | 0 | 0 | 0 | 0 | 0 | 0 | 0 | 0 | 0 | 0 | 0 | 0 | 0 | 0 | 0 | 0 | 0 | 0 | 0 | 0 | 0 | 0 | 0 | 0 | 0 | 0 | 0 | 0 | 0 | 0 | 0 | 0 | 0 | 0 | 0 | 0 | 0 | 0 | 0 | 0 | 0 | 0 | 0 | 0 | 0 | 0 | 0 | 0 | 0 | 0 | 0 | 0 | 0 | 0 | 0 | 0 | 0 | 0 | 0 | 0 | 0 | 0 | 0 | 0 | 0 | 0 | 0 | 0 | 0 | 0 | 0 | 0 | 0 | 0 | 0 | 0 | 0 | 0 | 0 | 0 | 0 | 0 | 0 | 0 | 0 | 0 | 0 | 0 | 0 | 0 | 0 | 0 | 0 | 0 | 0
[12 empty] | 2014-10-06 | 0 | 0 | 0 | 0 | 0 |  | 0 | 0 | 0 | 0 | 0 | 0 | 0 | 0 | 0 | 0 | 0 | 0 | 0 |  | 0 | 0 | 0 | 0 | 0 |  | 0 | 0 | 0 | 0 | 0 | 0 | 0 | 0 |  | 0 |  |  |  |  | 0 | 0 | 0 | 0 | 0 | 0 | 0 | 0 | 0 | 0 | 0 | 0 |  | 0 | 0 | 0 | 0 | 0 | 0 | 0 | 0 | 0 | 0 | 0 | 0 | 0 | 0 | 0 | 0 | 0 | 0 | 0 | 0 | 0 | 0 | 0 | 0 | 0 | 0 | 0 | 0 | 0 | 0 | 0 | 0 | 0 | 0 | 0 | 0 | 0 | 0 | 0 | 0 | 0 | 0 | 0 | 0 | 0 | 0 | 0 | 0 | 0 | 0 | 0 | 0 | 0 | 0 | 0 | 0 | 0 | 0 | 0 | 0 | 0 | 0 | 0 | 0 | 0 | 0 | 0 | 0 | 0 | 0 | 0 | 0 | 0 | 0 | 0 | 0 | 0 | 0 | 0 | 0 | 0 | 0 | 0 | 0 | 0 | 0 | 0 | 0 | 0 | 0 | 0 | 0 | 0 | 0 | 0 | 0 | 0 | 0 | 0 | 0 | 0 | 0 | 0 | 0 | 0 | 0 | 0 | 0 | 0 | 0 | 0 | 0 | 0 | 0 | 0 | 0 | 0 | 0 | 0 | 0 | 0 | 0 | 0 | 0 | 0 | 0 | 0 | 0 | 0 | 0 | 0 | 0 | 0 | 0 | 0 | 0
[12 empty] | 2014-10-07 | 0 | 0 | 0 | 0 | 0 |  | 0 | 0 | 0 | 0 | 0 | 0 | 0 | 0 | 0 | 0 | 0 | 0 | 0 |  | 0 | 0 | 0 | 0 | 0 |  | 0 | 0 | 0 | 0 | 0 | 0 | 0 | 0 |  | 0 |  |  |  |  | 0 | 0 | 0 | 0 | 0 | 0 | 0 | 0 | 0 | 0 | 0 | 0 |  | 0 | 0 | 0 | 0 | 0 | 0 | 0 | 0 | 0 | 0 | 0 | 0 | 0 | 0 | 0 | 0 | 0 | 0 | 0 | 0 | 0 | 0 | 0 | 0 | 0 | 0 | 0 | 0 | 0 | 0 | 0 | 0 | 0 | 0 | 0 | 0 | 0 | 0 | 0 | 0 | 0 | 0 | 0 | 0 | 0 | 0 | 0 | 0 | 0 | 0 | 0 | 0 | 0 | 0 | 0 | 0 | 0 | 0 | 0 | 0 | 0 | 0 | 0 | 0 | 0 | 0 | 0 | 0 | 0 | 0 | 0 | 0 | 0 | 0 | 0 | 0 | 0 | 0 | 0 | 0 | 0 | 0 | 0 | 0 | 0 | 0 | 0 | 0 | 0 | 0 | 0 | 0 | 0 | 0 | 0 | 0 | 0 | 0 | 0 | 0 | 0 | 0 | 0 | 0 | 0 | 0 | 0 | 0 | 0 | 0 | 0 | 0 | 0 | 0 | 0 | 0 | 0 | 0 | 0 | 0 | 0 | 0 | 0 | 0 | 0 | 0 | 0 | 0 | 0 | 0 | 0 | 0 | 0 | 0 | 0 | 0
[12 empty] | 2014-10-08 | 0 | 0 | 0 | 0 | 0 |  | 0 | 0 | 0 | 0 | 0 | 0 | 0 | 0 | 0 | 0 | 0 | 0 | 0 |  | 0 | 0 | 0 | 0 | 0 |  | 0 | 0 | 0 | 0 | 0 | 0 | 0 | 0 |  | 0 |  |  |  |  | 0 | 0 | 0 | 0 | 0 | 0 | 0 | 0 | 0 | 0 | 0 | 0 |  | 0 | 0 | 0 | 0 | 0 | 0 | 0 | 0 | 0 | 0 | 0 | 0 | 0 | 0 | 0 | 0 | 0 | 0 | 0 | 0 | 0 | 0 | 0 | 0 | 0 | 0 | 0 | 0 | 0 | 0 | 0 | 0 | 0 | 0 | 0 | 0 | 0 | 0 | 0 | 0 | 0 | 0 | 0 | 0 | 0 | 0 | 0 | 0 | 0 | 0 | 0 | 0 | 0 | 0 | 0 | 0 | 0 | 0 | 0 | 0 | 0 | 0 | 0 | 0 | 0 | 0 | 0 | 0 | 0 | 0 | 0 | 0 | 0 | 0 | 0 | 0 | 0 | 0 | 0 | 0 | 0 | 0 | 0 | 0 | 0 | 0 | 0 | 0 | 0 | 0 | 0 | 0 | 0 | 0 | 0 | 0 | 0 | 0 | 0 | 0 | 0 | 0 | 0 | 0 | 0 | 0 | 0 | 0 | 0 | 0 | 0 | 0 | 0 | 0 | 0 | 0 | 0 | 0 | 0 | 0 | 0 | 0 | 0 | 0 | 0 | 0 | 0 | 0 | 0 | 0 | 0 | 0 | 0 | 0 | 0 | 0
[12 empty] | 2014-10-09 | 0 | 0 | 0 | 0 | 0 |  | 0 | 0 | 0 | 0 | 0 | 0 | 0 | 0 | 0 | 0 | 0 | 0 | 0 |  | 0 | 0 | 0 | 0 | 0 |  | 0 | 0 | 0 | 0 | 0 | 0 | 0 | 0 |  | 0 |  |  |  |  | 0 | 0 | 0 | 0 | 0 | 0 | 0 | 0 | 0 | 0 | 0 | 0 |  | 0 | 0 | 0 | 0 | 0 | 0 | 0 | 0 | 0 | 0 | 0 | 0 | 0 | 0 | 0 | 0 | 0 | 0 | 0 | 0 | 0 | 0 | 0 | 0 | 0 | 0 | 0 | 0 | 0 | 0 | 0 | 0 | 0 | 0 | 0 | 0 | 0 | 0 | 0 | 0 | 0 | 0 | 0 | 0 | 0 | 0 | 0 | 0 | 0 | 0 | 0 | 0 | 0 | 0 | 0 | 0 | 0 | 0 | 0 | 0 | 0 | 0 | 0 | 0 | 0 | 0 | 0 | 0 | 0 | 0 | 0 | 0 | 0 | 0 | 0 | 0 | 0 | 0 | 0 | 0 | 0 | 0 | 0 | 0 | 0 | 0 | 0 | 0 | 0 | 0 | 0 | 0 | 0 | 0 | 0 | 0 | 0 | 0 | 0 | 0 | 0 | 0 | 0 | 0 | 0 | 0 | 0 | 0 | 0 | 0 | 0 | 0 | 0 | 0 | 0 | 0 | 0 | 0 | 0 | 0 | 0 | 0 | 0 | 0 | 0 | 0 | 0 | 0 | 0 | 0 | 0 | 0 | 0 | 0 | 0 | 0
[12 empty] | 2014-10-10 | 0 | 0 | 0 | 0 | 0 |  | 0 | 0 | 0 | 0 | 0 | 0 | 0 | 0 | 0 | 0 | 0 | 0 | 0 |  | 0 | 0 | 0 | 0 | 0 |  | 0 | 0 | 0 | 0 | 0 | 0 | 0 | 0 |  | 0 |  |  |  |  | 0 | 0 | 0 | 0 | 0 | 0 | 0 | 0 | 0 | 0 | 0 | 0 |  | 0 | 0 | 0 | 0 | 0 | 0 | 0 | 0 | 0 | 0 | 0 | 0 | 0 | 0 | 0 | 0 | 0 | 0 | 0 | 0 | 0 | 0 | 0 | 0 | 0 | 0 | 0 | 0 | 0 | 0 | 0 | 0 | 0 | 0 | 0 | 0 | 0 | 0 | 0 | 0 | 0 | 0 | 0 | 0 | 0 | 0 | 0 | 0 | 0 | 0 | 0 | 0 | 0 | 0 | 0 | 0 | 0 | 0 | 0 | 0 | 0 | 0 | 0 | 0 | 0 | 0 | 0 | 0 | 0 | 0 | 0 | 0 | 0 | 0 | 0 | 0 | 0 | 0 | 0 | 0 | 0 | 0 | 0 | 0 | 0 | 0 | 0 | 0 | 0 | 0 | 0 | 0 | 0 | 0 | 0 | 0 | 0 | 0 | 0 | 0 | 0 | 0 | 0 | 0 | 0 | 0 | 0 | 0 | 0 | 0 | 0 | 0 | 0 | 0 | 0 | 0 | 0 | 0 | 0 | 0 | 0 | 0 | 0 | 0 | 0 | 0 | 0 | 0 | 0 | 0 | 0 | 0 | 0 | 0 | 0 | 0
[12 empty] | 2014-10-11 | 0 | 0 | 0 | 0 | 0 |  | 0 | 0 | 0 | 0 | 0 | 0 | 0 | 0 | 0 | 0 | 0 | 0 | 0 |  | 0 | 0 | 0 | 0 | 0 |  | 0 | 0 | 0 | 0 | 0 | 0 | 0 | 0 |  | 0 |  |  |  |  | 0 | 0 | 0 | 0 | 0 | 0 | 0 | 0 | 0 | 0 | 0 | 0 |  | 0 | 0 | 0 | 0 | 0 | 0 | 0 | 0 | 0 | 0 | 0 | 0 | 0 | 0 | 0 | 0 | 0 | 0 | 0 | 0 | 0 | 0 | 0 | 0 | 0 | 0 | 0 | 0 | 0 | 0 | 0 | 0 | 0 | 0 | 0 | 0 | 0 | 0 | 0 | 0 | 0 | 0 | 0 | 0 | 0 | 0 | 0 | 0 | 0 | 0 | 0 | 0 | 0 | 0 | 0 | 0 | 0 | 0 | 0 | 0 | 0 | 0 | 0 | 0 | 0 | 0 | 0 | 0 | 0 | 0 | 0 | 0 | 0 | 0 | 0 | 0 | 0 | 0 | 0 | 0 | 0 | 0 | 0 | 0 | 0 | 0 | 0 | 0 | 0 | 0 | 0 | 0 | 0 | 0 | 0 | 0 | 0 | 0 | 0 | 0 | 0 | 0 | 0 | 0 | 0 | 0 | 0 | 0 | 0 | 0 | 0 | 0 | 0 | 0 | 0 | 0 | 0 | 0 | 0 | 0 | 0 | 0 | 0 | 0 | 0 | 0 | 0 | 0 | 0 | 0 | 0 | 0 | 0 | 0 | 0 | 0
[12 empty] | 2014-10-12 | 0 | 0 | 0 | 0 | 0 |  | 0 | 0 | 0 | 0 | 0 | 0 | 0 | 0 | 0 | 0 | 0 | 0 | 0 |  | 0 | 0 | 0 | 0 | 0 |  | 0 | 0 | 0 | 0 | 0 | 0 | 0 | 0 |  | 0 |  |  |  |  | 0 | 0 | 0 | 0 | 0 | 0 | 0 | 0 | 0 | 0 | 0 | 0 |  | 0 | 0 | 0 | 0 | 0 | 0 | 0 | 0 | 0 | 0 | 0 | 0 | 0 | 0 | 0 | 0 | 0 | 0 | 0 | 0 | 0 | 0 | 0 | 0 | 0 | 0 | 0 | 0 | 0 | 0 | 0 | 0 | 0 | 0 | 0 | 0 | 0 | 0 | 0 | 0 | 0 | 0 | 0 | 0 | 0 | 0 | 0 | 0 | 0 | 0 | 0 | 0 | 0 | 0 | 0 | 0 | 0 | 0 | 0 | 0 | 0 | 0 | 0 | 0 | 0 | 0 | 0 | 0 | 0 | 0 | 0 | 0 | 0 | 0 | 0 | 0 | 0 | 0 | 0 | 0 | 0 | 0 | 0 | 0 | 0 | 0 | 0 | 0 | 0 | 0 | 0 | 0 | 0 | 0 | 0 | 0 | 0 | 0 | 0 | 0 | 0 | 0 | 0 | 0 | 0 | 0 | 0 | 0 | 0 | 0 | 0 | 0 | 0 | 0 | 0 | 0 | 0 | 0 | 0 | 0 | 0 | 0 | 0 | 0 | 0 | 0 | 0 | 0 | 0 | 0 | 0 | 0 | 0 | 0 | 0 | 0
[12 empty] | 2014-10-13 | 0 | 0 | 0 | 0 | 0 |  | 0 | 0 | 0 | 0 | 0 | 0 | 0 | 0 | 0 | 0 | 0 | 0 | 0 |  | 0 | 0 | 0 | 0 | 0 |  | 0 | 0 | 0 | 0 | 0 | 0 | 0 | 0 |  | 0 |  |  |  |  | 0 | 0 | 0 | 0 | 0 | 0 | 0 | 0 | 0 | 0 | 0 | 0 |  | 0 | 0 | 0 | 0 | 0 | 0 | 0 | 0 | 0 | 0 | 0 | 0 | 0 | 0 | 0 | 0 | 0 | 0 | 0 | 0 | 0 | 0 | 0 | 0 | 0 | 0 | 0 | 0 | 0 | 0 | 0 | 0 | 0 | 0 | 0 | 0 | 0 | 0 | 0 | 0 | 0 | 0 | 0 | 0 | 0 | 0 | 0 | 0 | 0 | 0 | 0 | 0 | 0 | 0 | 0 | 0 | 0 | 0 | 0 | 0 | 0 | 0 | 0 | 0 | 0 | 0 | 0 | 0 | 0 | 0 | 0 | 0 | 0 | 0 | 0 | 0 | 0 | 0 | 0 | 0 | 0 | 0 | 0 | 0 | 0 | 0 | 0 | 0 | 0 | 0 | 0 | 0 | 0 | 0 | 0 | 0 | 0 | 0 | 0 | 0 | 0 | 0 | 0 | 0 | 0 | 0 | 0 | 0 | 0 | 0 | 0 | 0 | 0 | 0 | 0 | 0 | 0 | 0 | 0 | 0 | 0 | 0 | 0 | 0 | 0 | 0 | 0 | 0 | 0 | 0 | 0 | 0 | 0 | 0 | 0 | 0
[12 empty] | 2014-10-14 | 0 | 0 | 0 | 0 | 0 |  | 0 | 0 | 0 | 0 | 0 | 0 | 0 | 0 | 0 | 0 | 0 | 0 | 0 |  | 0 | 0 | 0 | 0 | 0 |  | 0 | 0 | 0 | 0 | 0 | 0 | 0 | 0 |  | 0 |  |  |  |  | 0 | 0 | 0 | 0 | 0 | 0 | 0 | 0 | 0 | 0 | 0 | 0 |  | 0 | 0 | 0 | 0 | 0 | 0 | 0 | 0 | 0 | 0 | 0 | 0 | 0 | 0 | 0 | 0 | 0 | 0 | 0 | 0 | 0 | 0 | 0 | 0 | 0 | 0 | 0 | 0 | 0 | 0 | 0 | 0 | 0 | 0 | 0 | 0 | 0 | 0 | 0 | 0 | 0 | 0 | 0 | 0 | 0 | 0 | 0 | 0 | 0 | 0 | 0 | 0 | 0 | 0 | 0 | 0 | 0 | 0 | 0 | 0 | 0 | 0 | 0 | 0 | 0 | 0 | 0 | 0 | 0 | 0 | 0 | 0 | 0 | 0 | 0 | 0 | 0 | 0 | 0 | 0 | 0 | 0 | 0 | 0 | 0 | 0 | 0 | 0 | 0 | 0 | 0 | 0 | 0 | 0 | 0 | 0 | 0 | 0 | 0 | 0 | 0 | 0 | 0 | 0 | 0 | 0 | 0 | 0 | 0 | 0 | 0 | 0 | 0 | 0 | 0 | 0 | 0 | 0 | 0 | 0 | 0 | 0 | 0 | 0 | 0 | 0 | 0 | 0 | 0 | 0 | 0 | 0 | 0 | 0 | 0 | 0
[12 empty] | 2014-10-15 | 0 | 0 | 0 | 0 | 0 |  | 0 | 0 | 0 | 0 | 0 | 0 | 0 | 0 | 0 | 0 | 0 | 0 | 0 |  | 0 | 0 | 0 | 0 | 0 |  | 0 | 0 | 0 | 0 | 0 | 0 | 0 | 0 |  | 0 |  |  |  |  | 0 | 0 | 0 | 0 | 0 | 0 | 0 | 0 | 0 | 0 | 0 | 0 |  | 0 | 0 | 0 | 0 | 0 | 0 | 0 | 0 | 0 | 0 | 0 | 0 | 0 | 0 | 0 | 0 | 0 | 0 | 0 | 0 | 0 | 0 | 0 | 0 | 0 | 0 | 0 | 0 | 0 | 0 | 0 | 0 | 0 | 0 | 0 | 0 | 0 | 0 | 0 | 0 | 0 | 0 | 0 | 0 | 0 | 0 | 0 | 0 | 0 | 0 | 0 | 0 | 0 | 0 | 0 | 0 | 0 | 0 | 0 | 0 | 0 | 0 | 0 | 0 | 0 | 0 | 0 | 0 | 0 | 0 | 0 | 0 | 0 | 0 | 0 | 0 | 0 | 0 | 0 | 0 | 0 | 0 | 0 | 0 | 0 | 0 | 0 | 0 | 0 | 0 | 0 | 0 | 0 | 0 | 0 | 0 | 0 | 0 | 0 | 0 | 0 | 0 | 0 | 0 | 0 | 0 | 0 | 0 | 0 | 0 | 0 | 0 | 0 | 0 | 0 | 0 | 0 | 0 | 0 | 0 | 0 | 0 | 0 | 0 | 0 | 0 | 0 | 0 | 0 | 0 | 0 | 0 | 0 | 0 | 0 | 0
[12 empty] | 2014-10-16 | 0 | 0 | 0 | 0 | 0 |  | 0 | 0 | 0 | 0 | 0 | 0 | 0 | 0 | 0 | 0 | 0 | 0 | 0 |  | 0 | 0 | 0 | 0 | 0 |  | 0 | 0 | 0 | 0 | 0 | 0 | 0 | 0 |  | 0 |  |  |  |  | 0 | 0 | 0 | 0 | 0 | 0 | 0 | 0 | 0 | 0 | 0 | 0 |  | 0 | 0 | 0 | 0 | 0 | 0 | 0 | 0 | 0 | 0 | 0 | 0 | 0 | 0 | 0 | 0 | 0 | 0 | 0 | 0 | 0 | 0 | 0 | 0 | 0 | 0 | 0 | 0 | 0 | 0 | 0 | 0 | 0 | 0 | 0 | 0 | 0 | 0 | 0 | 0 | 0 | 0 | 0 | 0 | 0 | 0 | 0 | 0 | 0 | 0 | 0 | 0 | 0 | 0 | 0 | 0 | 0 | 0 | 0 | 0 | 0 | 0 | 0 | 0 | 0 | 0 | 0 | 0 | 0 | 0 | 0 | 0 | 0 | 0 | 0 | 0 | 0 | 0 | 0 | 0 | 0 | 0 | 0 | 0 | 0 | 0 | 0 | 0 | 0 | 0 | 0 | 0 | 0 | 0 | 0 | 0 | 0 | 0 | 0 | 0 | 0 | 0 | 0 | 0 | 0 | 0 | 0 | 0 | 0 | 0 | 0 | 0 | 0 | 0 | 0 | 0 | 0 | 0 | 0 | 0 | 0 | 0 | 0 | 0 | 0 | 0 | 0 | 0 | 0 | 0 | 0 | 0 | 0 | 0 | 0 | 0
[12 empty] | 2014-10-17 | 0 | 0 | 0 | 0 | 0 |  | 0 | 0 | 0 | 0 | 0 | 0 | 0 | 0 | 0 | 0 | 0 | 0 | 0 |  | 0 | 0 | 0 | 0 | 0 |  | 0 | 0 | 0 | 0 | 0 | 0 | 0 | 0 |  | 0 |  |  |  |  | 0 | 0 | 0 | 0 | 0 | 0 | 0 | 0 | 0 | 0 | 0 | 0 |  | 0 | 0 | 0 | 0 | 0 | 0 | 0 | 0 | 0 | 0 | 0 | 0 | 0 | 0 | 0 | 0 | 0 | 0 | 0 | 0 | 0 | 0 | 0 | 0 | 0 | 0 | 0 | 0 | 0 | 0 | 0 | 0 | 0 | 0 | 0 | 0 | 0 | 0 | 0 | 0 | 0 | 0 | 0 | 0 | 0 | 0 | 0 | 0 | 0 | 0 | 0 | 0 | 0 | 0 | 0 | 0 | 0 | 0 | 0 | 0 | 0 | 0 | 0 | 0 | 0 | 0 | 0 | 0 | 0 | 0 | 0 | 0 | 0 | 0 | 0 | 0 | 0 | 0 | 0 | 0 | 0 | 0 | 0 | 0 | 0 | 0 | 0 | 0 | 0 | 0 | 0 | 0 | 0 | 0 | 0 | 0 | 0 | 0 | 0 | 0 | 0 | 0 | 0 | 0 | 0 | 0 | 0 | 0 | 0 | 0 | 0 | 0 | 0 | 0 | 0 | 0 | 0 | 0 | 0 | 0 | 0 | 0 | 0 | 0 | 0 | 0 | 0 | 0 | 0 | 0 | 0 | 0 | 0 | 0 | 0 | 0
[12 empty] | 2014-10-18 | 0 | 0 | 0 | 0 | 0 |  | 0 | 0 | 0 | 0 | 0 | 0 | 0 | 0 | 0 | 0 | 0 | 0 | 0 |  | 0 | 0 | 0 | 0 | 0 |  | 0 | 0 | 0 | 0 | 0 | 0 | 0 | 0 |  | 0 |  |  |  |  | 0 | 0 | 0 | 0 | 0 | 0 | 0 | 0 | 0 | 0 | 0 | 0 |  | 0 | 0 | 0 | 0 | 0 | 0 | 0 | 0 | 0 | 0 | 0 | 0 | 0 | 0 | 0 | 0 | 0 | 0 | 0 | 0 | 0 | 0 | 0 | 0 | 0 | 0 | 0 | 0 | 0 | 0 | 0 | 0 | 0 | 0 | 0 | 0 | 0 | 0 | 0 | 0 | 0 | 0 | 0 | 0 | 0 | 0 | 0 | 0 | 0 | 0 | 0 | 0 | 0 | 0 | 0 | 0 | 0 | 0 | 0 | 0 | 0 | 0 | 0 | 0 | 0 | 0 | 0 | 0 | 0 | 0 | 0 | 0 | 0 | 0 | 0 | 0 | 0 | 0 | 0 | 0 | 0 | 0 | 0 | 0 | 0 | 0 | 0 | 0 | 0 | 0 | 0 | 0 | 0 | 0 | 0 | 0 | 0 | 0 | 0 | 0 | 0 | 0 | 0 | 0 | 0 | 0 | 0 | 0 | 0 | 0 | 0 | 0 | 0 | 0 | 0 | 0 | 0 | 0 | 0 | 0 | 0 | 0 | 0 | 0 | 0 | 0 | 0 | 0 | 0 | 0 | 0 | 0 | 0 | 0 | 0 | 0
[12 empty] | 2014-10-19 | 0 | 0 | 0 | 0 | 0 |  | 0 | 0 | 0 | 0 | 0 | 0 | 0 | 0 | 0 | 0 | 0 | 0 | 0 |  | 0 | 0 | 0 | 0 | 0 |  | 0 | 0 | 0 | 0 | 0 | 0 | 0 | 0 |  | 0 |  |  |  |  | 0 | 0 | 0 | 0 | 0 | 0 | 0 | 0 | 0 | 0 | 0 | 0 |  | 0 | 0 | 0 | 0 | 0 | 0 | 0 | 0 | 0 | 0 | 0 | 0 | 0 | 0 | 0 | 0 | 0 | 0 | 0 | 0 | 0 | 0 | 0 | 0 | 0 | 0 | 0 | 0 | 0 | 0 | 0 | 0 | 0 | 0 | 0 | 0 | 0 | 0 | 0 | 0 | 0 | 0 | 0 | 0 | 0 | 0 | 0 | 0 | 0 | 0 | 0 | 0 | 0 | 0 | 0 | 0 | 0 | 0 | 0 | 0 | 0 | 0 | 0 | 0 | 0 | 0 | 0 | 0 | 0 | 0 | 0 | 0 | 0 | 0 | 0 | 0 | 0 | 0 | 0 | 0 | 0 | 0 | 0 | 0 | 0 | 0 | 0 | 0 | 0 | 0 | 0 | 0 | 0 | 0 | 0 | 0 | 0 | 0 | 0 | 0 | 0 | 0 | 0 | 0 | 0 | 0 | 0 | 0 | 0 | 0 | 0 | 0 | 0 | 0 | 0 | 0 | 0 | 0 | 0 | 0 | 0 | 0 | 0 | 0 | 0 | 0 | 0 | 0 | 0 | 0 | 0 | 0 | 0 | 0 | 0 | 0
[12 empty] | 2014-10-20 | 0 | 0 | 0 | 0 | 0 |  | 0 | 0 | 0 | 0 | 0 | 0 | 0 | 0 | 0 | 0 | 0 | 0 | 0 |  | 0 | 0 | 0 | 0 | 0 |  | 0 | 0 | 0 | 0 | 0 | 0 | 0 | 0 |  | 0 |  |  |  |  | 0 | 0 | 0 | 0 | 0 | 0 | 0 | 0 | 0 | 0 | 0 | 0 |  | 0 | 0 | 0 | 0 | 0 | 0 | 0 | 0 | 0 | 0 | 0 | 0 | 0 | 0 | 0 | 0 | 0 | 0 | 0 | 0 | 0 | 0 | 0 | 0 | 0 | 0 | 0 | 0 | 0 | 0 | 0 | 0 | 0 | 0 | 0 | 0 | 0 | 0 | 0 | 0 | 0 | 0 | 0 | 0 | 0 | 0 | 0 | 0 | 0 | 0 | 0 | 0 | 0 | 0 | 0 | 0 | 0 | 0 | 0 | 0 | 0 | 0 | 0 | 0 | 0 | 0 | 0 | 0 | 0 | 0 | 0 | 0 | 0 | 0 | 0 | 0 | 0 | 0 | 0 | 0 | 0 | 0 | 0 | 0 | 0 | 0 | 0 | 0 | 0 | 0 | 0 | 0 | 0 | 0 | 0 | 0 | 0 | 0 | 0 | 0 | 0 | 0 | 0 | 0 | 0 | 0 | 0 | 0 | 0 | 0 | 0 | 0 | 0 | 0 | 0 | 0 | 0 | 0 | 0 | 0 | 0 | 0 | 0 | 0 | 0 | 0 | 0 | 0 | 0 | 0 | 0 | 0 | 0 | 0 | 0 | 0
[12 empty] | 2014-10-21 | 0 | 0 | 0 | 0 | 0 |  | 0 | 0 | 0 | 0 | 0 | 0 | 0 | 0 | 0 | 0 | 0 | 0 | 0 |  | 0 | 0 | 0 | 0 | 0 |  | 0 | 0 | 0 | 0 | 0 | 0 | 0 | 0 |  | 0 |  |  |  |  | 0 | 0 | 0 | 0 | 0 | 0 | 0 | 0 | 0 | 0 | 0 | 0 |  | 0 | 0 | 0 | 0 | 0 | 0 | 0 | 0 | 0 | 0 | 0 | 0 | 0 | 0 | 0 | 0 | 0 | 0 | 0 | 0 | 0 | 0 | 0 | 0 | 0 | 0 | 0 | 0 | 0 | 0 | 0 | 0 | 0 | 0 | 0 | 0 | 0 | 0 | 0 | 0 | 0 | 0 | 0 | 0 | 0 | 0 | 0 | 0 | 0 | 0 | 0 | 0 | 0 | 0 | 0 | 0 | 0 | 0 | 0 | 0 | 0 | 0 | 0 | 0 | 0 | 0 | 0 | 0 | 0 | 0 | 0 | 0 | 0 | 0 | 0 | 0 | 0 | 0 | 0 | 0 | 0 | 0 | 0 | 0 | 0 | 0 | 0 | 0 | 0 | 0 | 0 | 0 | 0 | 0 | 0 | 0 | 0 | 0 | 0 | 0 | 0 | 0 | 0 | 0 | 0 | 0 | 0 | 0 | 0 | 0 | 0 | 0 | 0 | 0 | 0 | 0 | 0 | 0 | 0 | 0 | 0 | 0 | 0 | 0 | 0 | 0 | 0 | 0 | 0 | 0 | 0 | 0 | 0 | 0 | 0 | 0
[12 empty] | 2014-10-22 | 0 | 0 | 0 | 0 | 0 |  | 0 | 0 | 0 | 0 | 0 | 0 | 0 | 0 | 0 | 0 | 0 | 0 | 0 |  | 0 | 0 | 0 | 0 | 0 |  | 0 | 0 | 0 | 0 | 0 | 0 | 0 | 0 |  | 0 |  |  |  |  | 0 | 0 | 0 | 0 | 0 | 0 | 0 | 0 | 0 | 0 | 0 | 0 |  | 0 | 0 | 0 | 0 | 0 | 0 | 0 | 0 | 0 | 0 | 0 | 0 | 0 | 0 | 0 | 0 | 0 | 0 | 0 | 0 | 0 | 0 | 0 | 0 | 0 | 0 | 0 | 0 | 0 | 0 | 0 | 0 | 0 | 0 | 0 | 0 | 0 | 0 | 0 | 0 | 0 | 0 | 0 | 0 | 0 | 0 | 0 | 0 | 0 | 0 | 0 | 0 | 0 | 0 | 0 | 0 | 0 | 0 | 0 | 0 | 0 | 0 | 0 | 0 | 0 | 0 | 0 | 0 | 0 | 0 | 0 | 0 | 0 | 0 | 0 | 0 | 0 | 0 | 0 | 0 | 0 | 0 | 0 | 0 | 0 | 0 | 0 | 0 | 0 | 0 | 0 | 0 | 0 | 0 | 0 | 0 | 0 | 0 | 0 | 0 | 0 | 0 | 0 | 0 | 0 | 0 | 0 | 0 | 0 | 0 | 0 | 0 | 0 | 0 | 0 | 0 | 0 | 0 | 0 | 0 | 0 | 0 | 0 | 0 | 0 | 0 | 0 | 0 | 0 | 0 | 0 | 0 | 0 | 0 | 0 | 0
[12 empty] | 2014-10-23 | 0 | 0 | 0 | 0 | 0 |  | 0 | 0 | 0 | 0 | 0 | 0 | 0 | 0 | 0 | 0 | 0 | 0 | 0 |  | 0 | 0 | 0 | 0 | 0 |  | 0 | 0 | 0 | 0 | 0 | 0 | 0 | 0 |  | 0 |  |  |  |  | 0 | 0 | 0 | 0 | 0 | 0 | 0 | 0 | 0 | 0 | 0 | 0 |  | 0 | 0 | 0 | 0 | 0 | 0 | 0 | 0 | 0 | 0 | 0 | 0 | 0 | 0 | 0 | 0 | 0 | 0 | 0 | 0 | 0 | 0 | 0 | 0 | 0 | 0 | 0 | 0 | 0 | 0 | 0 | 0 | 0 | 0 | 0 | 0 | 0 | 0 | 0 | 0 | 0 | 0 | 0 | 0 | 0 | 0 | 0 | 0 | 0 | 0 | 0 | 0 | 0 | 0 | 0 | 0 | 0 | 0 | 0 | 0 | 0 | 0 | 0 | 0 | 0 | 0 | 0 | 0 | 0 | 0 | 0 | 0 | 0 | 0 | 0 | 0 | 0 | 0 | 0 | 0 | 0 | 0 | 0 | 0 | 0 | 0 | 0 | 0 | 0 | 0 | 0 | 0 | 0 | 0 | 0 | 0 | 0 | 0 | 0 | 0 | 0 | 0 | 0 | 0 | 0 | 0 | 0 | 0 | 0 | 0 | 0 | 0 | 0 | 0 | 0 | 0 | 0 | 0 | 0 | 0 | 0 | 0 | 0 | 0 | 0 | 0 | 0 | 0 | 0 | 0 | 0 | 0 | 0 | 0 | 0 | 0
[12 empty] | 2014-10-24 | 0 | 0 | 0 | 0 | 0 |  | 0 | 0 | 0 | 0 | 0 | 0 | 0 | 0 | 0 | 0 | 0 | 0 | 0 |  | 0 | 0 | 0 | 0 | 0 |  | 0 | 0 | 0 | 0 | 0 | 0 | 0 | 0 |  | 0 |  |  |  |  | 0 | 0 | 0 | 0 | 0 | 0 | 0 | 0 | 0 | 0 | 0 | 0 |  | 0 | 0 | 0 | 0 | 0 | 0 | 0 | 0 | 0 | 0 | 0 | 0 | 0 | 0 | 0 | 0 | 0 | 0 | 0 | 0 | 0 | 0 | 0 | 0 | 0 | 0 | 0 | 0 | 0 | 0 | 0 | 0 | 0 | 0 | 0 | 0 | 0 | 0 | 0 | 0 | 0 | 0 | 0 | 0 | 0 | 0 | 0 | 0 | 0 | 0 | 0 | 0 | 0 | 0 | 0 | 0 | 0 | 0 | 0 | 0 | 0 | 0 | 0 | 0 | 0 | 0 | 0 | 0 | 0 | 0 | 0 | 0 | 0 | 0 | 0 | 0 | 0 | 0 | 0 | 0 | 0 | 0 | 0 | 0 | 0 | 0 | 0 | 0 | 0 | 0 | 0 | 0 | 0 | 0 | 0 | 0 | 0 | 0 | 0 | 0 | 0 | 0 | 0 | 0 | 0 | 0 | 0 | 0 | 0 | 0 | 0 | 0 | 0 | 0 | 0 | 0 | 0 | 0 | 0 | 0 | 0 | 0 | 0 | 0 | 0 | 0 | 0 | 0 | 0 | 0 | 0 | 0 | 0 | 0 | 0 | 0
[12 empty] | 2014-10-25 | 0 | 0 | 0 | 0 | 0 |  | 0 | 0 | 0 | 0 | 0 | 0 | 0 | 0 | 0 | 0 | 0 | 0 | 0 |  | 0 | 0 | 0 | 0 | 0 |  | 0 | 0 | 0 | 0 | 0 | 0 | 0 | 0 |  | 0 |  |  |  |  | 0 | 0 | 0 | 0 | 0 | 0 | 0 | 0 | 0 | 0 | 0 | 0 |  | 0 | 0 | 0 | 0 | 0 | 0 | 0 | 0 | 0 | 0 | 0 | 0 | 0 | 0 | 0 | 0 | 0 | 0 | 0 | 0 | 0 | 0 | 0 | 0 | 0 | 0 | 0 | 0 | 0 | 0 | 0 | 0 | 0 | 0 | 0 | 0 | 0 | 0 | 0 | 0 | 0 | 0 | 0 | 0 | 0 | 0 | 0 | 0 | 0 | 0 | 0 | 0 | 0 | 0 | 0 | 0 | 0 | 0 | 0 | 0 | 0 | 0 | 0 | 0 | 0 | 0 | 0 | 0 | 0 | 0 | 0 | 0 | 0 | 0 | 0 | 0 | 0 | 0 | 0 | 0 | 0 | 0 | 0 | 0 | 0 | 0 | 0 | 0 | 0 | 0 | 0 | 0 | 0 | 0 | 0 | 0 | 0 | 0 | 0 | 0 | 0 | 0 | 0 | 0 | 0 | 0 | 0 | 0 | 0 | 0 | 0 | 0 | 0 | 0 | 0 | 0 | 0 | 0 | 0 | 0 | 0 | 0 | 0 | 0 | 0 | 0 | 0 | 0 | 0 | 0 | 0 | 0 | 0 | 0 | 0 | 0
[12 empty] | 2014-10-26 | 0 | 0 | 0 | 0 | 0 |  | 0 | 0 | 0 | 0 | 0 | 0 | 0 | 0 | 0 | 0 | 0 | 0 | 0 |  | 0 | 0 | 0 | 0 | 0 |  | 0 | 0 | 0 | 0 | 0 | 0 | 0 | 0 |  | 0 |  |  |  |  | 0 | 0 | 0 | 0 | 0 | 0 | 0 | 0 | 0 | 0 | 0 | 0 |  | 0 | 0 | 0 | 0 | 0 | 0 | 0 | 0 | 0 | 0 | 0 | 0 | 0 | 0 | 0 | 0 | 0 | 0 | 0 | 0 | 0 | 0 | 0 | 0 | 0 | 0 | 0 | 0 | 0 | 0 | 0 | 0 | 0 | 0 | 0 | 0 | 0 | 0 | 0 | 0 | 0 | 0 | 0 | 0 | 0 | 0 | 0 | 0 | 0 | 0 | 0 | 0 | 0 | 0 | 0 | 0 | 0 | 0 | 0 | 0 | 0 | 0 | 0 | 0 | 0 | 0 | 0 | 0 | 0 | 0 | 0 | 0 | 0 | 0 | 0 | 0 | 0 | 0 | 0 | 0 | 0 | 0 | 0 | 0 | 0 | 0 | 0 | 0 | 0 | 0 | 0 | 0 | 0 | 0 | 0 | 0 | 0 | 0 | 0 | 0 | 0 | 0 | 0 | 0 | 0 | 0 | 0 | 0 | 0 | 0 | 0 | 0 | 0 | 0 | 0 | 0 | 0 | 0 | 0 | 0 | 0 | 0 | 0 | 0 | 0 | 0 | 0 | 0 | 0 | 0 | 0 | 0 | 0 | 0 | 0 | 0
[12 empty] | 2014-10-27 | 0 | 0 | 0 | 0 | 0 |  | 0 | 0 | 0 | 0 | 0 | 0 | 0 | 0 | 0 | 0 | 0 | 0 | 0 |  | 0 | 0 | 0 | 0 | 0 |  | 0 | 0 | 0 | 0 | 0 | 0 | 0 | 0 |  | 0 |  |  |  |  | 0 | 0 | 0 | 0 | 0 | 0 | 0 | 0 | 0 | 0 | 0 | 0 |  | 0 | 0 | 0 | 0 | 0 | 0 | 0 | 0 | 0 | 0 | 0 | 0 | 0 | 0 | 0 | 0 | 0 | 0 | 0 | 0 | 0 | 0 | 0 | 0 | 0 | 0 | 0 | 0 | 0 | 0 | 0 | 0 | 0 | 0 | 0 | 0 | 0 | 0 | 0 | 0 | 0 | 0 | 0 | 0 | 0 | 0 | 0 | 0 | 0 | 0 | 0 | 0 | 0 | 0 | 0 | 0 | 0 | 0 | 0 | 0 | 0 | 0 | 0 | 0 | 0 | 0 | 0 | 0 | 0 | 0 | 0 | 0 | 0 | 0 | 0 | 0 | 0 | 0 | 0 | 0 | 0 | 0 | 0 | 0 | 0 | 0 | 0 | 0 | 0 | 0 | 0 | 0 | 0 | 0 | 0 | 0 | 0 | 0 | 0 | 0 | 0 | 0 | 0 | 0 | 0 | 0 | 0 | 0 | 0 | 0 | 0 | 0 | 0 | 0 | 0 | 0 | 0 | 0 | 0 | 0 | 0 | 0 | 0 | 0 | 0 | 0 | 0 | 0 | 0 | 0 | 0 | 0 | 0 | 0 | 0 | 0
[12 empty] | 2014-10-28 | 0 | 0 | 0 | 0 | 0 |  | 0 | 0 | 0 | 0 | 0 | 0 | 0 | 0 | 0 | 0 | 0 | 0 | 0 |  | 0 | 0 | 0 | 0 | 0 |  | 0 | 0 | 0 | 0 | 0 | 0 | 0 | 0 |  | 0 |  |  |  |  | 0 | 0 | 0 | 0 | 0 | 0 | 0 | 0 | 0 | 0 | 0 | 0 |  | 0 | 0 | 0 | 0 | 0 | 0 | 0 | 0 | 0 | 0 | 0 | 0 | 0 | 0 | 0 | 0 | 0 | 0 | 0 | 0 | 0 | 0 | 0 | 0 | 0 | 0 | 0 | 0 | 0 | 0 | 0 | 0 | 0 | 0 | 0 | 0 | 0 | 0 | 0 | 0 | 0 | 0 | 0 | 0 | 0 | 0 | 0 | 0 | 0 | 0 | 0 | 0 | 0 | 0 | 0 | 0 | 0 | 0 | 0 | 0 | 0 | 0 | 0 | 0 | 0 | 0 | 0 | 0 | 0 | 0 | 0 | 0 | 0 | 0 | 0 | 0 | 0 | 0 | 0 | 0 | 0 | 0 | 0 | 0 | 0 | 0 | 0 | 0 | 0 | 0 | 0 | 0 | 0 | 0 | 0 | 0 | 0 | 0 | 0 | 0 | 0 | 0 | 0 | 0 | 0 | 0 | 0 | 0 | 0 | 0 | 0 | 0 | 0 | 0 | 0 | 0 | 0 | 0 | 0 | 0 | 0 | 0 | 0 | 0 | 0 | 0 | 0 | 0 | 0 | 0 | 0 | 0 | 0 | 0 | 0 | 0
[12 empty] | 2014-10-29 | 0 | 0 | 0 | 0 | 0 |  | 0 | 0 | 0 | 0 | 0 | 0 | 0 | 0 | 0 | 0 | 0 | 0 | 0 |  | 0 | 0 | 0 | 0 | 0 |  | 0 | 0 | 0 | 0 | 0 | 0 | 0 | 0 |  | 0 |  |  |  |  | 0 | 0 | 0 | 0 | 0 | 0 | 0 | 0 | 0 | 0 | 0 | 0 |  | 0 | 0 | 0 | 0 | 0 | 0 | 0 | 0 | 0 | 0 | 0 | 0 | 0 | 0 | 0 | 0 | 0 | 0 | 0 | 0 | 0 | 0 | 0 | 0 | 0 | 0 | 0 | 0 | 0 | 0 | 0 | 0 | 0 | 0 | 0 | 0 | 0 | 0 | 0 | 0 | 0 | 0 | 0 | 0 | 0 | 0 | 0 | 0 | 0 | 0 | 0 | 0 | 0 | 0 | 0 | 0 | 0 | 0 | 0 | 0 | 0 | 0 | 0 | 0 | 0 | 0 | 0 | 0 | 0 | 0 | 0 | 0 | 0 | 0 | 0 | 0 | 0 | 0 | 0 | 0 | 0 | 0 | 0 | 0 | 0 | 0 | 0 | 0 | 0 | 0 | 0 | 0 | 0 | 0 | 0 | 0 | 0 | 0 | 0 | 0 | 0 | 0 | 0 | 0 | 0 | 0 | 0 | 0 | 0 | 0 | 0 | 0 | 0 | 0 | 0 | 0 | 0 | 0 | 0 | 0 | 0 | 0 | 0 | 0 | 0 | 0 | 0 | 0 | 0 | 0 | 0 | 0 | 0 | 0 | 0 | 0
[12 empty] | 2014-10-30 | 0 | 0 | 0 | 0 | 0 |  | 0 | 0 | 0 | 0 | 0 | 0 | 0 | 0 | 0 | 0 | 0 | 0 | 0 |  | 0 | 0 | 0 | 0 | 0 |  | 0 | 0 | 0 | 0 | 0 | 0 | 0 | 0 |  | 0 |  |  |  |  | 0 | 0 | 0 | 0 | 0 | 0 | 0 | 0 | 0 | 0 | 0 | 0 |  | 0 | 0 | 0 | 0 | 0 | 0 | 0 | 0 | 0 | 0 | 0 | 0 | 0 | 0 | 0 | 0 | 0 | 0 | 0 | 0 | 0 | 0 | 0 | 0 | 0 | 0 | 0 | 0 | 0 | 0 | 0 | 0 | 0 | 0 | 0 | 0 | 0 | 0 | 0 | 0 | 0 | 0 | 0 | 0 | 0 | 0 | 0 | 0 | 0 | 0 | 0 | 0 | 0 | 0 | 0 | 0 | 0 | 0 | 0 | 0 | 0 | 0 | 0 | 0 | 0 | 0 | 0 | 0 | 0 | 0 | 0 | 0 | 0 | 0 | 0 | 0 | 0 | 0 | 0 | 0 | 0 | 0 | 0 | 0 | 0 | 0 | 0 | 0 | 0 | 0 | 0 | 0 | 0 | 0 | 0 | 0 | 0 | 0 | 0 | 0 | 0 | 0 | 0 | 0 | 0 | 0 | 0 | 0 | 0 | 0 | 0 | 0 | 0 | 0 | 0 | 0 | 0 | 0 | 0 | 0 | 0 | 0 | 0 | 0 | 0 | 0 | 0 | 0 | 0 | 0 | 0 | 0 | 0 | 0 | 0 | 0
[12 empty] | 2014-10-31 | 0 | 0 | 0 | 0 | 0 |  | 0 | 0 | 0 | 0 | 0 | 0 | 0 | 0 | 0 | 0 | 0 | 0 | 0 |  | 0 | 0 | 0 | 0 | 0 |  | 0 | 0 | 0 | 0 | 0 | 0 | 0 | 0 |  | 0 |  |  |  |  | 0 | 0 | 0 | 0 | 0 | 0 | 0 | 0 | 0 | 0 | 0 | 0 |  | 0 | 0 | 0 | 0 | 0 | 0 | 0 | 0 | 0 | 0 | 0 | 0 | 0 | 0 | 0 | 0 | 0 | 0 | 0 | 0 | 0 | 0 | 0 | 0 | 0 | 0 | 0 | 0 | 0 | 0 | 0 | 0 | 0 | 0 | 0 | 0 | 0 | 0 | 0 | 0 | 0 | 0 | 0 | 0 | 0 | 0 | 0 | 0 | 0 | 0 | 0 | 0 | 0 | 0 | 0 | 0 | 0 | 0 | 0 | 0 | 0 | 0 | 0 | 0 | 0 | 0 | 0 | 0 | 0 | 0 | 0 | 0 | 0 | 0 | 0 | 0 | 0 | 0 | 0 | 0 | 0 | 0 | 0 | 0 | 0 | 0 | 0 | 0 | 0 | 0 | 0 | 0 | 0 | 0 | 0 | 0 | 0 | 0 | 0 | 0 | 0 | 0 | 0 | 0 | 0 | 0 | 0 | 0 | 0 | 0 | 0 | 0 | 0 | 0 | 0 | 0 | 0 | 0 | 0 | 0 | 0 | 0 | 0 | 0 | 0 | 0 | 0 | 0 | 0 | 0 | 0 | 0 | 0 | 0 | 0 | 0
[12 empty] | 2014-11-01 | 0 | 0 | 0 | 0 | 0 |  | 0 | 0 | 0 | 0 | 0 | 0 | 0 | 0 | 0 | 0 | 0 | 0 | 0 |  | 0 | 0 | 0 | 0 | 0 |  | 0 | 0 | 0 | 0 | 0 | 0 | 0 | 0 |  | 0 |  |  |  |  | 0 | 0 | 0 | 0 | 0 | 0 | 0 | 0 | 0 | 0 | 0 | 0 |  | 0 | 0 | 0 | 0 | 0 | 0 | 0 | 0 | 0 | 0 | 0 | 0 | 0 | 0 | 0 | 0 | 0 | 0 | 0 | 0 | 0 | 0 | 0 | 0 | 0 | 0 | 0 | 0 | 0 | 0 | 0 | 0 | 0 | 0 | 0 | 0 | 0 | 0 | 0 | 0 | 0 | 0 | 0 | 0 | 0 | 0 | 0 | 0 | 0 | 0 | 0 | 0 | 0 | 0 | 0 | 0 | 0 | 0 | 0 | 0 | 0 | 0 | 0 | 0 | 0 | 0 | 0 | 0 | 0 | 0 | 0 | 0 | 0 | 0 | 0 | 0 | 0 | 0 | 0 | 0 | 0 | 0 | 0 | 0 | 0 | 0 | 0 | 0 | 0 | 0 | 0 | 0 | 0 | 0 | 0 | 0 | 0 | 0 | 0 | 0 | 0 | 0 | 0 | 0 | 0 | 0 | 0 | 0 | 0 | 0 | 0 | 0 | 0 | 0 | 0 | 0 | 0 | 0 | 0 | 0 | 0 | 0 | 0 | 0 | 0 | 0 | 0 | 0 | 0 | 0 | 0 | 0 | 0 | 0 | 0 | 0
[12 empty] | 2014-11-02 | 0 | 0 | 0 | 0 | 0 |  | 0 | 0 | 0 | 0 | 0 | 0 | 0 | 0 | 0 | 0 | 0 | 0 | 0 |  | 0 | 0 | 0 | 0 | 0 |  | 0 | 0 | 0 | 0 | 0 | 0 | 0 | 0 |  | 0 |  |  |  |  | 0 | 0 | 0 | 0 | 0 | 0 | 0 | 0 | 0 | 0 | 0 | 0 |  | 0 | 0 | 0 | 0 | 0 | 0 | 0 | 0 | 0 | 0 | 0 | 0 | 0 | 0 | 0 | 0 | 0 | 0 | 0 | 0 | 0 | 0 | 0 | 0 | 0 | 0 | 0 | 0 | 0 | 0 | 0 | 0 | 0 | 0 | 0 | 0 | 0 | 0 | 0 | 0 | 0 | 0 | 0 | 0 | 0 | 0 | 0 | 0 | 0 | 0 | 0 | 0 | 0 | 0 | 0 | 0 | 0 | 0 | 0 | 0 | 0 | 0 | 0 | 0 | 0 | 0 | 0 | 0 | 0 | 0 | 0 | 0 | 0 | 0 | 0 | 0 | 0 | 0 | 0 | 0 | 0 | 0 | 0 | 0 | 0 | 0 | 0 | 0 | 0 | 0 | 0 | 0 | 0 | 0 | 0 | 0 | 0 | 0 | 0 | 0 | 0 | 0 | 0 | 0 | 0 | 0 | 0 | 0 | 0 | 0 | 0 | 0 | 0 | 0 | 0 | 0 | 0 | 0 | 0 | 0 | 0 | 0 | 0 | 0 | 0 | 0 | 0 | 0 | 0 | 0 | 0 | 0 | 0 | 0 | 0 | 0
[12 empty] | 2014-11-03 | 0 | 0 | 0 | 0 | 0 |  | 0 | 0 | 0 | 0 | 0 | 0 | 0 | 0 | 0 | 0 | 0 | 0 | 0 |  | 0 | 0 | 0 | 0 | 0 |  | 0 | 0 | 0 | 0 | 0 | 0 | 0 | 0 |  | 0 |  |  |  |  | 0 | 0 | 0 | 0 | 0 | 0 | 0 | 0 | 0 | 0 | 0 | 0 |  | 0 | 0 | 0 | 0 | 0 | 0 | 0 | 0 | 0 | 0 | 0 | 0 | 0 | 0 | 0 | 0 | 0 | 0 | 0 | 0 | 0 | 0 | 0 | 0 | 0 | 0 | 0 | 0 | 0 | 0 | 0 | 0 | 0 | 0 | 0 | 0 | 0 | 0 | 0 | 0 | 0 | 0 | 0 | 0 | 0 | 0 | 0 | 0 | 0 | 0 | 0 | 0 | 0 | 0 | 0 | 0 | 0 | 0 | 0 | 0 | 0 | 0 | 0 | 0 | 0 | 0 | 0 | 0 | 0 | 0 | 0 | 0 | 0 | 0 | 0 | 0 | 0 | 0 | 0 | 0 | 0 | 0 | 0 | 0 | 0 | 0 | 0 | 0 | 0 | 0 | 0 | 0 | 0 | 0 | 0 | 0 | 0 | 0 | 0 | 0 | 0 | 0 | 0 | 0 | 0 | 0 | 0 | 0 | 0 | 0 | 0 | 0 | 0 | 0 | 0 | 0 | 0 | 0 | 0 | 0 | 0 | 0 | 0 | 0 | 0 | 0 | 0 | 0 | 0 | 0 | 0 | 0 | 0 | 0 | 0 | 0
[12 empty] | 2014-11-04 | 0 | 0 | 0 | 0 | 0 |  | 0 | 0 | 0 | 0 | 0 | 0 | 0 | 0 | 0 | 0 | 0 | 0 | 0 |  | 0 | 0 | 0 | 0 | 0 |  | 0 | 0 | 0 | 0 | 0 | 0 | 0 | 0 |  | 0 |  |  |  |  | 0 | 0 | 0 | 0 | 0 | 0 | 0 | 0 | 0 | 0 | 0 | 0 |  | 0 | 0 | 0 | 0 | 0 | 0 | 0 | 0 | 0 | 0 | 0 | 0 | 0 | 0 | 0 | 0 | 0 | 0 | 0 | 0 | 0 | 0 | 0 | 0 | 0 | 0 | 0 | 0 | 0 | 0 | 0 | 0 | 0 | 0 | 0 | 0 | 0 | 0 | 0 | 0 | 0 | 0 | 0 | 0 | 0 | 0 | 0 | 0 | 0 | 0 | 0 | 0 | 0 | 0 | 0 | 0 | 0 | 0 | 0 | 0 | 0 | 0 | 0 | 0 | 0 | 0 | 0 | 0 | 0 | 0 | 0 | 0 | 0 | 0 | 0 | 0 | 0 | 0 | 0 | 0 | 0 | 0 | 0 | 0 | 0 | 0 | 0 | 0 | 0 | 0 | 0 | 0 | 0 | 0 | 0 | 0 | 0 | 0 | 0 | 0 | 0 | 0 | 0 | 0 | 0 | 0 | 0 | 0 | 0 | 0 | 0 | 0 | 0 | 0 | 0 | 0 | 0 | 0 | 0 | 0 | 0 | 0 | 0 | 0 | 0 | 0 | 0 | 0 | 0 | 0 | 0 | 0 | 0 | 0 | 0 | 0
[12 empty] | 2014-11-05 | 0 | 0 | 0 | 0 | 0 |  | 0 | 0 | 0 | 0 | 0 | 0 | 0 | 0 | 0 | 0 | 0 | 0 | 0 |  | 0 | 0 | 0 | 0 | 0 |  | 0 | 0 | 0 | 0 | 0 | 0 | 0 | 0 |  | 0 |  |  |  |  | 0 | 0 | 0 | 0 | 0 | 0 | 0 | 0 | 0 | 0 | 0 | 0 |  | 0 | 0 | 0 | 0 | 0 | 0 | 0 | 0 | 0 | 0 | 0 | 0 | 0 | 0 | 0 | 0 | 0 | 0 | 0 | 0 | 0 | 0 | 0 | 0 | 0 | 0 | 0 | 0 | 0 | 0 | 0 | 0 | 0 | 0 | 0 | 0 | 0 | 0 | 0 | 0 | 0 | 0 | 0 | 0 | 0 | 0 | 0 | 0 | 0 | 0 | 0 | 0 | 0 | 0 | 0 | 0 | 0 | 0 | 0 | 0 | 0 | 0 | 0 | 0 | 0 | 0 | 0 | 0 | 0 | 0 | 0 | 0 | 0 | 0 | 0 | 0 | 0 | 0 | 0 | 0 | 0 | 0 | 0 | 0 | 0 | 0 | 0 | 0 | 0 | 0 | 0 | 0 | 0 | 0 | 0 | 0 | 0 | 0 | 0 | 0 | 0 | 0 | 0 | 0 | 0 | 0 | 0 | 0 | 0 | 0 | 0 | 0 | 0 | 0 | 0 | 0 | 0 | 0 | 0 | 0 | 0 | 0 | 0 | 0 | 0 | 0 | 0 | 0 | 0 | 0 | 0 | 0 | 0 | 0 | 0 | 0
[12 empty] | 2014-11-06 | 0 | 0 | 0 | 0 | 0 |  | 0 | 0 | 0 | 0 | 0 | 0 | 0 | 0 | 0 | 0 | 0 | 0 | 0 |  | 0 | 0 | 0 | 0 | 0 |  | 0 | 0 | 0 | 0 | 0 | 0 | 0 | 0 |  | 0 |  |  |  |  | 0 | 0 | 0 | 0 | 0 | 0 | 0 | 0 | 0 | 0 | 0 | 0 |  | 0 | 0 | 0 | 0 | 0 | 0 | 0 | 0 | 0 | 0 | 0 | 0 | 0 | 0 | 0 | 0 | 0 | 0 | 0 | 0 | 0 | 0 | 0 | 0 | 0 | 0 | 0 | 0 | 0 | 0 | 0 | 0 | 0 | 0 | 0 | 0 | 0 | 0 | 0 | 0 | 0 | 0 | 0 | 0 | 0 | 0 | 0 | 0 | 0 | 0 | 0 | 0 | 0 | 0 | 0 | 0 | 0 | 0 | 0 | 0 | 0 | 0 | 0 | 0 | 0 | 0 | 0 | 0 | 0 | 0 | 0 | 0 | 0 | 0 | 0 | 0 | 0 | 0 | 0 | 0 | 0 | 0 | 0 | 0 | 0 | 0 | 0 | 0 | 0 | 0 | 0 | 0 | 0 | 0 | 0 | 0 | 0 | 0 | 0 | 0 | 0 | 0 | 0 | 0 | 0 | 0 | 0 | 0 | 0 | 0 | 0 | 0 | 0 | 0 | 0 | 0 | 0 | 0 | 0 | 0 | 0 | 0 | 0 | 0 | 0 | 0 | 0 | 0 | 0 | 0 | 0 | 0 | 0 | 0 | 0 | 0
[12 empty] | 2014-11-07 | 0 | 0 | 0 | 0 | 0 |  | 0 | 0 | 0 | 0 | 0 | 0 | 0 | 0 | 0 | 0 | 0 | 0 | 0 |  | 0 | 0 | 0 | 0 | 0 |  | 0 | 0 | 0 | 0 | 0 | 0 | 0 | 0 |  | 0 |  |  |  |  | 0 | 0 | 0 | 0 | 0 | 0 | 0 | 0 | 0 | 0 | 0 | 0 |  | 0 | 0 | 0 | 0 | 0 | 0 | 0 | 0 | 0 | 0 | 0 | 0 | 0 | 0 | 0 | 0 | 0 | 0 | 0 | 0 | 0 | 0 | 0 | 0 | 0 | 0 | 0 | 0 | 0 | 0 | 0 | 0 | 0 | 0 | 0 | 0 | 0 | 0 | 0 | 0 | 0 | 0 | 0 | 0 | 0 | 0 | 0 | 0 | 0 | 0 | 0 | 0 | 0 | 0 | 0 | 0 | 0 | 0 | 0 | 0 | 0 | 0 | 0 | 0 | 0 | 0 | 0 | 0 | 0 | 0 | 0 | 0 | 0 | 0 | 0 | 0 | 0 | 0 | 0 | 0 | 0 | 0 | 0 | 0 | 0 | 0 | 0 | 0 | 0 | 0 | 0 | 0 | 0 | 0 | 0 | 0 | 0 | 0 | 0 | 0 | 0 | 0 | 0 | 0 | 0 | 0 | 0 | 0 | 0 | 0 | 0 | 0 | 0 | 0 | 0 | 0 | 0 | 0 | 0 | 0 | 0 | 0 | 0 | 0 | 0 | 0 | 0 | 0 | 0 | 0 | 0 | 0 | 0 | 0 | 0 | 0
[12 empty] | 2014-11-08 | 0 | 0 | 0 | 0 | 0 |  | 0 | 0 | 0 | 0 | 0 | 0 | 0 | 0 | 0 | 0 | 0 | 0 | 0 |  | 0 | 0 | 0 | 0 | 0 |  | 0 | 0 | 0 | 0 | 0 | 0 | 0 | 0 |  | 0 |  |  |  |  | 0 | 0 | 0 | 0 | 0 | 0 | 0 | 0 | 0 | 0 | 0 | 0 |  | 0 | 0 | 0 | 0 | 0 | 0 | 0 | 0 | 0 | 0 | 0 | 0 | 0 | 0 | 0 | 0 | 0 | 0 | 0 | 0 | 0 | 0 | 0 | 0 | 0 | 0 | 0 | 0 | 0 | 0 | 0 | 0 | 0 | 0 | 0 | 0 | 0 | 0 | 0 | 0 | 0 | 0 | 0 | 0 | 0 | 0 | 0 | 0 | 0 | 0 | 0 | 0 | 0 | 0 | 0 | 0 | 0 | 0 | 0 | 0 | 0 | 0 | 0 | 0 | 0 | 0 | 0 | 0 | 0 | 0 | 0 | 0 | 0 | 0 | 0 | 0 | 0 | 0 | 0 | 0 | 0 | 0 | 0 | 0 | 0 | 0 | 0 | 0 | 0 | 0 | 0 | 0 | 0 | 0 | 0 | 0 | 0 | 0 | 0 | 0 | 0 | 0 | 0 | 0 | 0 | 0 | 0 | 0 | 0 | 0 | 0 | 0 | 0 | 0 | 0 | 0 | 0 | 0 | 0 | 0 | 0 | 0 | 0 | 0 | 0 | 0 | 0 | 0 | 0 | 0 | 0 | 0 | 0 | 0 | 0 | 0
[12 empty] | 2014-11-09 | 0 | 0 | 0 | 0 | 0 |  | 0 | 0 | 0 | 0 | 0 | 0 | 0 | 0 | 0 | 0 | 0 | 0 | 0 |  | 0 | 0 | 0 | 0 | 0 |  | 0 | 0 | 0 | 0 | 0 | 0 | 0 | 0 |  | 0 |  |  |  |  | 0 | 0 | 0 | 0 | 0 | 0 | 0 | 0 | 0 | 0 | 0 | 0 |  | 0 | 0 | 0 | 0 | 0 | 0 | 0 | 0 | 0 | 0 | 0 | 0 | 0 | 0 | 0 | 0 | 0 | 0 | 0 | 0 | 0 | 0 | 0 | 0 | 0 | 0 | 0 | 0 | 0 | 0 | 0 | 0 | 0 | 0 | 0 | 0 | 0 | 0 | 0 | 0 | 0 | 0 | 0 | 0 | 0 | 0 | 0 | 0 | 0 | 0 | 0 | 0 | 0 | 0 | 0 | 0 | 0 | 0 | 0 | 0 | 0 | 0 | 0 | 0 | 0 | 0 | 0 | 0 | 0 | 0 | 0 | 0 | 0 | 0 | 0 | 0 | 0 | 0 | 0 | 0 | 0 | 0 | 0 | 0 | 0 | 0 | 0 | 0 | 0 | 0 | 0 | 0 | 0 | 0 | 0 | 0 | 0 | 0 | 0 | 0 | 0 | 0 | 0 | 0 | 0 | 0 | 0 | 0 | 0 | 0 | 0 | 0 | 0 | 0 | 0 | 0 | 0 | 0 | 0 | 0 | 0 | 0 | 0 | 0 | 0 | 0 | 0 | 0 | 0 | 0 | 0 | 0 | 0 | 0 | 0 | 0
[12 empty] | 2014-11-10 | 0 | 0 | 0 | 0 | 0 |  | 0 | 0 | 0 | 0 | 0 | 0 | 0 | 0 | 0 | 0 | 0 | 0 | 0 |  | 0 | 0 | 0 | 0 | 0 |  | 0 | 0 | 0 | 0 | 0 | 0 | 0 | 0 |  | 0 |  |  |  |  | 0 | 0 | 0 | 0 | 0 | 0 | 0 | 0 | 0 | 0 | 0 | 0 |  | 0 | 0 | 0 | 0 | 0 | 0 | 0 | 0 | 0 | 0 | 0 | 0 | 0 | 0 | 0 | 0 | 0 | 0 | 0 | 0 | 0 | 0 | 0 | 0 | 0 | 0 | 0 | 0 | 0 | 0 | 0 | 0 | 0 | 0 | 0 | 0 | 0 | 0 | 0 | 0 | 0 | 0 | 0 | 0 | 0 | 0 | 0 | 0 | 0 | 0 | 0 | 0 | 0 | 0 | 0 | 0 | 0 | 0 | 0 | 0 | 0 | 0 | 0 | 0 | 0 | 0 | 0 | 0 | 0 | 0 | 0 | 0 | 0 | 0 | 0 | 0 | 0 | 0 | 0 | 0 | 0 | 0 | 0 | 0 | 0 | 0 | 0 | 0 | 0 | 0 | 0 | 0 | 0 | 0 | 0 | 0 | 0 | 0 | 0 | 0 | 0 | 0 | 0 | 0 | 0 | 0 | 0 | 0 | 0 | 0 | 0 | 0 | 0 | 0 | 0 | 0 | 0 | 0 | 0 | 0 | 0 | 0 | 0 | 0 | 0 | 0 | 0 | 0 | 0 | 0 | 0 | 0 | 0 | 0 | 0 | 0
[12 empty] | 2014-11-11 | 0 | 0 | 0 | 0 | 0 |  | 0 | 0 | 0 | 0 | 0 | 0 | 0 | 0 | 0 | 0 | 0 | 0 | 0 |  | 0 | 0 | 0 | 0 | 0 |  | 0 | 0 | 0 | 0 | 0 | 0 | 0 | 0 |  | 0 |  |  |  |  | 0 | 0 | 0 | 0 | 0 | 0 | 0 | 0 | 0 | 0 | 0 | 0 |  | 0 | 0 | 0 | 0 | 0 | 0 | 0 | 0 | 0 | 0 | 0 | 0 | 0 | 0 | 0 | 0 | 0 | 0 | 0 | 0 | 0 | 0 | 0 | 0 | 0 | 0 | 0 | 0 | 0 | 0 | 0 | 0 | 0 | 0 | 0 | 0 | 0 | 0 | 0 | 0 | 0 | 0 | 0 | 0 | 0 | 0 | 0 | 0 | 0 | 0 | 0 | 0 | 0 | 0 | 0 | 0 | 0 | 0 | 0 | 0 | 0 | 0 | 0 | 0 | 0 | 0 | 0 | 0 | 0 | 0 | 0 | 0 | 0 | 0 | 0 | 0 | 0 | 0 | 0 | 0 | 0 | 0 | 0 | 0 | 0 | 0 | 0 | 0 | 0 | 0 | 0 | 0 | 0 | 0 | 0 | 0 | 0 | 0 | 0 | 0 | 0 | 0 | 0 | 0 | 0 | 0 | 0 | 0 | 0 | 0 | 0 | 0 | 0 | 0 | 0 | 0 | 0 | 0 | 0 | 0 | 0 | 0 | 0 | 0 | 0 | 0 | 0 | 0 | 0 | 0 | 0 | 0 | 0 | 0 | 0 | 0
[12 empty] | 2014-11-12 | 0 | 0 | 0 | 0 | 0 |  | 0 | 0 | 0 | 0 | 0 | 0 | 0 | 0 | 0 | 0 | 0 | 0 | 0 |  | 0 | 0 | 0 | 0 | 0 |  | 0 | 0 | 0 | 0 | 0 | 0 | 0 | 0 |  | 0 |  |  |  |  | 0 | 0 | 0 | 0 | 0 | 0 | 0 | 0 | 0 | 0 | 0 | 0 |  | 0 | 0 | 0 | 0 | 0 | 0 | 0 | 0 | 0 | 0 | 0 | 0 | 0 | 0 | 0 | 0 | 0 | 0 | 0 | 0 | 0 | 0 | 0 | 0 | 0 | 0 | 0 | 0 | 0 | 0 | 0 | 0 | 0 | 0 | 0 | 0 | 0 | 0 | 0 | 0 | 0 | 0 | 0 | 0 | 0 | 0 | 0 | 0 | 0 | 0 | 0 | 0 | 0 | 0 | 0 | 0 | 0 | 0 | 0 | 0 | 0 | 0 | 0 | 0 | 0 | 0 | 0 | 0 | 0 | 0 | 0 | 0 | 0 | 0 | 0 | 0 | 0 | 0 | 0 | 0 | 0 | 0 | 0 | 0 | 0 | 0 | 0 | 0 | 0 | 0 | 0 | 0 | 0 | 0 | 0 | 0 | 0 | 0 | 0 | 0 | 0 | 0 | 0 | 0 | 0 | 0 | 0 | 0 | 0 | 0 | 0 | 0 | 0 | 0 | 0 | 0 | 0 | 0 | 0 | 0 | 0 | 0 | 0 | 0 | 0 | 0 | 0 | 0 | 0 | 0 | 0 | 0 | 0 | 0 | 0 | 0
[12 empty] | 2014-11-13 | 0 | 0 | 0 | 0 | 0 |  | 0 | 0 | 0 | 0 | 0 | 0 | 0 | 0 | 0 | 0 | 0 | 0 | 0 |  | 0 | 0 | 0 | 0 | 0 |  | 0 | 0 | 0 | 0 | 0 | 0 | 0 | 0 |  | 0 |  |  |  |  | 0 | 0 | 0 | 0 | 0 | 0 | 0 | 0 | 0 | 0 | 0 | 0 |  | 0 | 0 | 0 | 0 | 0 | 0 | 0 | 0 | 0 | 0 | 0 | 0 | 0 | 0 | 0 | 0 | 0 | 0 | 0 | 0 | 0 | 0 | 0 | 0 | 0 | 0 | 0 | 0 | 0 | 0 | 0 | 0 | 0 | 0 | 0 | 0 | 0 | 0 | 0 | 0 | 0 | 0 | 0 | 0 | 0 | 0 | 0 | 0 | 0 | 0 | 0 | 0 | 0 | 0 | 0 | 0 | 0 | 0 | 0 | 0 | 0 | 0 | 0 | 0 | 0 | 0 | 0 | 0 | 0 | 0 | 0 | 0 | 0 | 0 | 0 | 0 | 0 | 0 | 0 | 0 | 0 | 0 | 0 | 0 | 0 | 0 | 0 | 0 | 0 | 0 | 0 | 0 | 0 | 0 | 0 | 0 | 0 | 0 | 0 | 0 | 0 | 0 | 0 | 0 | 0 | 0 | 0 | 0 | 0 | 0 | 0 | 0 | 0 | 0 | 0 | 0 | 0 | 0 | 0 | 0 | 0 | 0 | 0 | 0 | 0 | 0 | 0 | 0 | 0 | 0 | 0 | 0 | 0 | 0 | 0 | 0
[12 empty] | 2014-11-14 | 0 | 0 | 0 | 0 | 0 |  | 0 | 0 | 0 | 0 | 0 | 0 | 0 | 0 | 0 | 0 | 0 | 0 | 0 |  | 0 | 0 | 0 | 0 | 0 |  | 0 | 0 | 0 | 0 | 0 | 0 | 0 | 0 |  | 0 |  |  |  |  | 0 | 0 | 0 | 0 | 0 | 0 | 0 | 0 | 0 | 0 | 0 | 0 |  | 0 | 0 | 0 | 0 | 0 | 0 | 0 | 0 | 0 | 0 | 0 | 0 | 0 | 0 | 0 | 0 | 0 | 0 | 0 | 0 | 0 | 0 | 0 | 0 | 0 | 0 | 0 | 0 | 0 | 0 | 0 | 0 | 0 | 0 | 0 | 0 | 0 | 0 | 0 | 0 | 0 | 0 | 0 | 0 | 0 | 0 | 0 | 0 | 0 | 0 | 0 | 0 | 0 | 0 | 0 | 0 | 0 | 0 | 0 | 0 | 0 | 0 | 0 | 0 | 0 | 0 | 0 | 0 | 0 | 0 | 0 | 0 | 0 | 0 | 0 | 0 | 0 | 0 | 0 | 0 | 0 | 0 | 0 | 0 | 0 | 0 | 0 | 0 | 0 | 0 | 0 | 0 | 0 | 0 | 0 | 0 | 0 | 0 | 0 | 0 | 0 | 0 | 0 | 0 | 0 | 0 | 0 | 0 | 0 | 0 | 0 | 0 | 0 | 0 | 0 | 0 | 0 | 0 | 0 | 0 | 0 | 0 | 0 | 0 | 0 | 0 | 0 | 0 | 0 | 0 | 0 | 0 | 0 | 0 | 0 | 0
[12 empty] | 2014-11-15 | 0 | 0 | 0 | 0 | 0 |  | 0 | 0 | 0 | 0 | 0 | 0 | 0 | 0 | 0 | 0 | 0 | 0 | 0 |  | 0 | 0 | 0 | 0 | 0 |  | 0 | 0 | 0 | 0 | 0 | 0 | 0 | 0 |  | 0 |  |  |  |  | 0 | 0 | 0 | 0 | 0 | 0 | 0 | 0 | 0 | 0 | 0 | 0 |  | 0 | 0 | 0 | 0 | 0 | 0 | 0 | 0 | 0 | 0 | 0 | 0 | 0 | 0 | 0 | 0 | 0 | 0 | 0 | 0 | 0 | 0 | 0 | 0 | 0 | 0 | 0 | 0 | 0 | 0 | 0 | 0 | 0 | 0 | 0 | 0 | 0 | 0 | 0 | 0 | 0 | 0 | 0 | 0 | 0 | 0 | 0 | 0 | 0 | 0 | 0 | 0 | 0 | 0 | 0 | 0 | 0 | 0 | 0 | 0 | 0 | 0 | 0 | 0 | 0 | 0 | 0 | 0 | 0 | 0 | 0 | 0 | 0 | 0 | 0 | 0 | 0 | 0 | 0 | 0 | 0 | 0 | 0 | 0 | 0 | 0 | 0 | 0 | 0 | 0 | 0 | 0 | 0 | 0 | 0 | 0 | 0 | 0 | 0 | 0 | 0 | 0 | 0 | 0 | 0 | 0 | 0 | 0 | 0 | 0 | 0 | 0 | 0 | 0 | 0 | 0 | 0 | 0 | 0 | 0 | 0 | 0 | 0 | 0 | 0 | 0 | 0 | 0 | 0 | 0 | 0 | 0 | 0 | 0 | 0 | 0
[12 empty] | 2014-11-16 | 0 | 0 | 0 | 0 | 0 |  | 0 | 0 | 0 | 0 | 0 | 0 | 0 | 0 | 0 | 0 | 0 | 0 | 0 |  | 0 | 0 | 0 | 0 | 0 |  | 0 | 0 | 0 | 0 | 0 | 0 | 0 | 0 |  | 0 |  |  |  |  | 0 | 0 | 0 | 0 | 0 | 0 | 0 | 0 | 0 | 0 | 0 | 0 |  | 0 | 0 | 0 | 0 | 0 | 0 | 0 | 0 | 0 | 0 | 0 | 0 | 0 | 0 | 0 | 0 | 0 | 0 | 0 | 0 | 0 | 0 | 0 | 0 | 0 | 0 | 0 | 0 | 0 | 0 | 0 | 0 | 0 | 0 | 0 | 0 | 0 | 0 | 0 | 0 | 0 | 0 | 0 | 0 | 0 | 0 | 0 | 0 | 0 | 0 | 0 | 0 | 0 | 0 | 0 | 0 | 0 | 0 | 0 | 0 | 0 | 0 | 0 | 0 | 0 | 0 | 0 | 0 | 0 | 0 | 0 | 0 | 0 | 0 | 0 | 0 | 0 | 0 | 0 | 0 | 0 | 0 | 0 | 0 | 0 | 0 | 0 | 0 | 0 | 0 | 0 | 0 | 0 | 0 | 0 | 0 | 0 | 0 | 0 | 0 | 0 | 0 | 0 | 0 | 0 | 0 | 0 | 0 | 0 | 0 | 0 | 0 | 0 | 0 | 0 | 0 | 0 | 0 | 0 | 0 | 0 | 0 | 0 | 0 | 0 | 0 | 0 | 0 | 0 | 0 | 0 | 0 | 0 | 0 | 0 | 0
[12 empty] | 2014-11-17 | 0 | 0 | 0 | 0 | 0 |  | 0 | 0 | 0 | 0 | 0 | 0 | 0 | 0 | 0 | 0 | 0 | 0 | 0 |  | 0 | 0 | 0 | 0 | 0 |  | 0 | 0 | 0 | 0 | 0 | 0 | 0 | 0 |  | 0 |  |  |  |  | 0 | 0 | 0 | 0 | 0 | 0 | 0 | 0 | 0 | 0 | 0 | 0 |  | 0 | 0 | 0 | 0 | 0 | 0 | 0 | 0 | 0 | 0 | 0 | 0 | 0 | 0 | 0 | 0 | 0 | 0 | 0 | 0 | 0 | 0 | 0 | 0 | 0 | 0 | 0 | 0 | 0 | 0 | 0 | 0 | 0 | 0 | 0 | 0 | 0 | 0 | 0 | 0 | 0 | 0 | 0 | 0 | 0 | 0 | 0 | 0 | 0 | 0 | 0 | 0 | 0 | 0 | 0 | 0 | 0 | 0 | 0 | 0 | 0 | 0 | 0 | 0 | 0 | 0 | 0 | 0 | 0 | 0 | 0 | 0 | 0 | 0 | 0 | 0 | 0 | 0 | 0 | 0 | 0 | 0 | 0 | 0 | 0 | 0 | 0 | 0 | 0 | 0 | 0 | 0 | 0 | 0 | 0 | 0 | 0 | 0 | 0 | 0 | 0 | 0 | 0 | 0 | 0 | 0 | 0 | 0 | 0 | 0 | 0 | 0 | 0 | 0 | 0 | 0 | 0 | 0 | 0 | 0 | 0 | 0 | 0 | 0 | 0 | 0 | 0 | 0 | 0 | 0 | 0 | 0 | 0 | 0 | 0 | 0
[12 empty] | 2014-11-18 | 0 | 0 | 0 | 0 | 0 |  | 0 | 0 | 0 | 0 | 0 | 0 | 0 | 0 | 0 | 0 | 0 | 0 | 0 |  | 0 | 0 | 0 | 0 | 0 |  | 0 | 0 | 0 | 0 | 0 | 0 | 0 | 0 |  | 0 |  |  |  |  | 0 | 0 | 0 | 0 | 0 | 0 | 0 | 0 | 0 | 0 | 0 | 0 |  | 0 | 0 | 0 | 0 | 0 | 0 | 0 | 0 | 0 | 0 | 0 | 0 | 0 | 0 | 0 | 0 | 0 | 0 | 0 | 0 | 0 | 0 | 0 | 0 | 0 | 0 | 0 | 0 | 0 | 0 | 0 | 0 | 0 | 0 | 0 | 0 | 0 | 0 | 0 | 0 | 0 | 0 | 0 | 0 | 0 | 0 | 0 | 0 | 0 | 0 | 0 | 0 | 0 | 0 | 0 | 0 | 0 | 0 | 0 | 0 | 0 | 0 | 0 | 0 | 0 | 0 | 0 | 0 | 0 | 0 | 0 | 0 | 0 | 0 | 0 | 0 | 0 | 0 | 0 | 0 | 0 | 0 | 0 | 0 | 0 | 0 | 0 | 0 | 0 | 0 | 0 | 0 | 0 | 0 | 0 | 0 | 0 | 0 | 0 | 0 | 0 | 0 | 0 | 0 | 0 | 0 | 0 | 0 | 0 | 0 | 0 | 0 | 0 | 0 | 0 | 0 | 0 | 0 | 0 | 0 | 0 | 0 | 0 | 0 | 0 | 0 | 0 | 0 | 0 | 0 | 0 | 0 | 0 | 0 | 0 | 0
[12 empty] | 2014-11-19 | 0 | 0 | 0 | 0 | 0 |  | 0 | 0 | 0 | 0 | 0 | 0 | 0 | 0 | 0 | 0 | 0 | 0 | 0 |  | 0 | 0 | 0 | 0 | 0 |  | 0 | 0 | 0 | 0 | 0 | 0 | 0 | 0 |  | 0 |  |  |  |  | 0 | 0 | 0 | 0 | 0 | 0 | 0 | 0 | 0 | 0 | 0 | 0 |  | 0 | 0 | 0 | 0 | 0 | 0 | 0 | 0 | 0 | 0 | 0 | 0 | 0 | 0 | 0 | 0 | 0 | 0 | 0 | 0 | 0 | 0 | 0 | 0 | 0 | 0 | 0 | 0 | 0 | 0 | 0 | 0 | 0 | 0 | 0 | 0 | 0 | 0 | 0 | 0 | 0 | 0 | 0 | 0 | 0 | 0 | 0 | 0 | 0 | 0 | 0 | 0 | 0 | 0 | 0 | 0 | 0 | 0 | 0 | 0 | 0 | 0 | 0 | 0 | 0 | 0 | 0 | 0 | 0 | 0 | 0 | 0 | 0 | 0 | 0 | 0 | 0 | 0 | 0 | 0 | 0 | 0 | 0 | 0 | 0 | 0 | 0 | 0 | 0 | 0 | 0 | 0 | 0 | 0 | 0 | 0 | 0 | 0 | 0 | 0 | 0 | 0 | 0 | 0 | 0 | 0 | 0 | 0 | 0 | 0 | 0 | 0 | 0 | 0 | 0 | 0 | 0 | 0 | 0 | 0 | 0 | 0 | 0 | 0 | 0 | 0 | 0 | 0 | 0 | 0 | 0 | 0 | 0 | 0 | 0 | 0
[12 empty] | 2014-11-20 | 0 | 0 | 0 | 0 | 0 |  | 0 | 0 | 0 | 0 | 0 | 0 | 0 | 0 | 0 | 0 | 0 | 0 | 0 |  | 0 | 0 | 0 | 0 | 0 |  | 0 | 0 | 0 | 0 | 0 | 0 | 0 | 0 |  | 0 |  |  |  |  | 0 | 0 | 0 | 0 | 0 | 0 | 0 | 0 | 0 | 0 | 0 | 0 |  | 0 | 0 | 0 | 0 | 0 | 0 | 0 | 0 | 0 | 0 | 0 | 0 | 0 | 0 | 0 | 0 | 0 | 0 | 0 | 0 | 0 | 0 | 0 | 0 | 0 | 0 | 0 | 0 | 0 | 0 | 0 | 0 | 0 | 0 | 0 | 0 | 0 | 0 | 0 | 0 | 0 | 0 | 0 | 0 | 0 | 0 | 0 | 0 | 0 | 0 | 0 | 0 | 0 | 0 | 0 | 0 | 0 | 0 | 0 | 0 | 0 | 0 | 0 | 0 | 0 | 0 | 0 | 0 | 0 | 0 | 0 | 0 | 0 | 0 | 0 | 0 | 0 | 0 | 0 | 0 | 0 | 0 | 0 | 0 | 0 | 0 | 0 | 0 | 0 | 0 | 0 | 0 | 0 | 0 | 0 | 0 | 0 | 0 | 0 | 0 | 0 | 0 | 0 | 0 | 0 | 0 | 0 | 0 | 0 | 0 | 0 | 0 | 0 | 0 | 0 | 0 | 0 | 0 | 0 | 0 | 0 | 0 | 0 | 0 | 0 | 0 | 0 | 0 | 0 | 0 | 0 | 0 | 0 | 0 | 0 | 0
[12 empty] | 2014-11-21 | 0 | 0 | 0 | 0 | 0 |  | 0 | 0 | 0 | 0 | 0 | 0 | 0 | 0 | 0 | 0 | 0 | 0 | 0 |  | 0 | 0 | 0 | 0 | 0 |  | 0 | 0 | 0 | 0 | 0 | 0 | 0 | 0 |  | 0 |  |  |  |  | 0 | 0 | 0 | 0 | 0 | 0 | 0 | 0 | 0 | 0 | 0 | 0 |  | 0 | 0 | 0 | 0 | 0 | 0 | 0 | 0 | 0 | 0 | 0 | 0 | 0 | 0 | 0 | 0 | 0 | 0 | 0 | 0 | 0 | 0 | 0 | 0 | 0 | 0 | 0 | 0 | 0 | 0 | 0 | 0 | 0 | 0 | 0 | 0 | 0 | 0 | 0 | 0 | 0 | 0 | 0 | 0 | 0 | 0 | 0 | 0 | 0 | 0 | 0 | 0 | 0 | 0 | 0 | 0 | 0 | 0 | 0 | 0 | 0 | 0 | 0 | 0 | 0 | 0 | 0 | 0 | 0 | 0 | 0 | 0 | 0 | 0 | 0 | 0 | 0 | 0 | 0 | 0 | 0 | 0 | 0 | 0 | 0 | 0 | 0 | 0 | 0 | 0 | 0 | 0 | 0 | 0 | 0 | 0 | 0 | 0 | 0 | 0 | 0 | 0 | 0 | 0 | 0 | 0 | 0 | 0 | 0 | 0 | 0 | 0 | 0 | 0 | 0 | 0 | 0 | 0 | 0 | 0 | 0 | 0 | 0 | 0 | 0 | 0 | 0 | 0 | 0 | 0 | 0 | 0 | 0 | 0 | 0 | 0
[12 empty] | 2014-11-22 | 0 | 0 | 0 | 0 | 0 |  | 0 | 0 | 0 | 0 | 0 | 0 | 0 | 0 | 0 | 0 | 0 | 0 | 0 |  | 0 | 0 | 0 | 0 | 0 |  | 0 | 0 | 0 | 0 | 0 | 0 | 0 | 0 |  | 0 |  |  |  |  | 0 | 0 | 0 | 0 | 0 | 0 | 0 | 0 | 0 | 0 | 0 | 0 |  | 0 | 0 | 0 | 0 | 0 | 0 | 0 | 0 | 0 | 0 | 0 | 0 | 0 | 0 | 0 | 0 | 0 | 0 | 0 | 0 | 0 | 0 | 0 | 0 | 0 | 0 | 0 | 0 | 0 | 0 | 0 | 0 | 0 | 0 | 0 | 0 | 0 | 0 | 0 | 0 | 0 | 0 | 0 | 0 | 0 | 0 | 0 | 0 | 0 | 0 | 0 | 0 | 0 | 0 | 0 | 0 | 0 | 0 | 0 | 0 | 0 | 0 | 0 | 0 | 0 | 0 | 0 | 0 | 0 | 0 | 0 | 0 | 0 | 0 | 0 | 0 | 0 | 0 | 0 | 0 | 0 | 0 | 0 | 0 | 0 | 0 | 0 | 0 | 0 | 0 | 0 | 0 | 0 | 0 | 0 | 0 | 0 | 0 | 0 | 0 | 0 | 0 | 0 | 0 | 0 | 0 | 0 | 0 | 0 | 0 | 0 | 0 | 0 | 0 | 0 | 0 | 0 | 0 | 0 | 0 | 0 | 0 | 0 | 0 | 0 | 0 | 0 | 0 | 0 | 0 | 0 | 0 | 0 | 0 | 0 | 0
[12 empty] | 2014-11-23 | 0 | 0 | 0 | 0 | 0 |  | 0 | 0 | 0 | 0 | 0 | 0 | 0 | 0 | 0 | 0 | 0 | 0 | 0 |  | 0 | 0 | 0 | 0 | 0 |  | 0 | 0 | 0 | 0 | 0 | 0 | 0 | 0 |  | 0 |  |  |  |  | 0 | 0 | 0 | 0 | 0 | 0 | 0 | 0 | 0 | 0 | 0 | 0 |  | 0 | 0 | 0 | 0 | 0 | 0 | 0 | 0 | 0 | 0 | 0 | 0 | 0 | 0 | 0 | 0 | 0 | 0 | 0 | 0 | 0 | 0 | 0 | 0 | 0 | 0 | 0 | 0 | 0 | 0 | 0 | 0 | 0 | 0 | 0 | 0 | 0 | 0 | 0 | 0 | 0 | 0 | 0 | 0 | 0 | 0 | 0 | 0 | 0 | 0 | 0 | 0 | 0 | 0 | 0 | 0 | 0 | 0 | 0 | 0 | 0 | 0 | 0 | 0 | 0 | 0 | 0 | 0 | 0 | 0 | 0 | 0 | 0 | 0 | 0 | 0 | 0 | 0 | 0 | 0 | 0 | 0 | 0 | 0 | 0 | 0 | 0 | 0 | 0 | 0 | 0 | 0 | 0 | 0 | 0 | 0 | 0 | 0 | 0 | 0 | 0 | 0 | 0 | 0 | 0 | 0 | 0 | 0 | 0 | 0 | 0 | 0 | 0 | 0 | 0 | 0 | 0 | 0 | 0 | 0 | 0 | 0 | 0 | 0 | 0 | 0 | 0 | 0 | 0 | 0 | 0 | 0 | 0 | 0 | 0 | 0
[12 empty] | 2014-11-24 | 0 | 0 | 0 | 0 | 0 |  | 0 | 0 | 0 | 0 | 0 | 0 | 0 | 0 | 0 | 0 | 0 | 0 | 0 |  | 0 | 0 | 0 | 0 | 0 |  | 0 | 0 | 0 | 0 | 0 | 0 | 0 | 0 |  | 0 |  |  |  |  | 0 | 0 | 0 | 0 | 0 | 0 | 0 | 0 | 0 | 0 | 0 | 0 |  | 0 | 0 | 0 | 0 | 0 | 0 | 0 | 0 | 0 | 0 | 0 | 0 | 0 | 0 | 0 | 0 | 0 | 0 | 0 | 0 | 0 | 0 | 0 | 0 | 0 | 0 | 0 | 0 | 0 | 0 | 0 | 0 | 0 | 0 | 0 | 0 | 0 | 0 | 0 | 0 | 0 | 0 | 0 | 0 | 0 | 0 | 0 | 0 | 0 | 0 | 0 | 0 | 0 | 0 | 0 | 0 | 0 | 0 | 0 | 0 | 0 | 0 | 0 | 0 | 0 | 0 | 0 | 0 | 0 | 0 | 0 | 0 | 0 | 0 | 0 | 0 | 0 | 0 | 0 | 0 | 0 | 0 | 0 | 0 | 0 | 0 | 0 | 0 | 0 | 0 | 0 | 0 | 0 | 0 | 0 | 0 | 0 | 0 | 0 | 0 | 0 | 0 | 0 | 0 | 0 | 0 | 0 | 0 | 0 | 0 | 0 | 0 | 0 | 0 | 0 | 0 | 0 | 0 | 0 | 0 | 0 | 0 | 0 | 0 | 0 | 0 | 0 | 0 | 0 | 0 | 0 | 0 | 0 | 0 | 0 | 0
[12 empty] | 2014-11-25 | 0 | 0 | 0 | 0 | 0 |  | 0 | 0 | 0 | 0 | 0 | 0 | 0 | 0 | 0 | 0 | 0 | 0 | 0 |  | 0 | 0 | 0 | 0 | 0 |  | 0 | 0 | 0 | 0 | 0 | 0 | 0 | 0 |  | 0 |  |  |  |  | 0 | 0 | 0 | 0 | 0 | 0 | 0 | 0 | 0 | 0 | 0 | 0 |  | 0 | 0 | 0 | 0 | 0 | 0 | 0 | 0 | 0 | 0 | 0 | 0 | 0 | 0 | 0 | 0 | 0 | 0 | 0 | 0 | 0 | 0 | 0 | 0 | 0 | 0 | 0 | 0 | 0 | 0 | 0 | 0 | 0 | 0 | 0 | 0 | 0 | 0 | 0 | 0 | 0 | 0 | 0 | 0 | 0 | 0 | 0 | 0 | 0 | 0 | 0 | 0 | 0 | 0 | 0 | 0 | 0 | 0 | 0 | 0 | 0 | 0 | 0 | 0 | 0 | 0 | 0 | 0 | 0 | 0 | 0 | 0 | 0 | 0 | 0 | 0 | 0 | 0 | 0 | 0 | 0 | 0 | 0 | 0 | 0 | 0 | 0 | 0 | 0 | 0 | 0 | 0 | 0 | 0 | 0 | 0 | 0 | 0 | 0 | 0 | 0 | 0 | 0 | 0 | 0 | 0 | 0 | 0 | 0 | 0 | 0 | 0 | 0 | 0 | 0 | 0 | 0 | 0 | 0 | 0 | 0 | 0 | 0 | 0 | 0 | 0 | 0 | 0 | 0 | 0 | 0 | 0 | 0 | 0 | 0 | 0
[12 empty] | 2014-11-26 | 0 | 0 | 0 | 0 | 0 |  | 0 | 0 | 0 | 0 | 0 | 0 | 0 | 0 | 0 | 0 | 0 | 0 | 0 |  | 0 | 0 | 0 | 0 | 0 |  | 0 | 0 | 0 | 0 | 0 | 0 | 0 | 0 |  | 0 |  |  |  |  | 0 | 0 | 0 | 0 | 0 | 0 | 0 | 0 | 0 | 0 | 0 | 0 |  | 0 | 0 | 0 | 0 | 0 | 0 | 0 | 0 | 0 | 0 | 0 | 0 | 0 | 0 | 0 | 0 | 0 | 0 | 0 | 0 | 0 | 0 | 0 | 0 | 0 | 0 | 0 | 0 | 0 | 0 | 0 | 0 | 0 | 0 | 0 | 0 | 0 | 0 | 0 | 0 | 0 | 0 | 0 | 0 | 0 | 0 | 0 | 0 | 0 | 0 | 0 | 0 | 0 | 0 | 0 | 0 | 0 | 0 | 0 | 0 | 0 | 0 | 0 | 0 | 0 | 0 | 0 | 0 | 0 | 0 | 0 | 0 | 0 | 0 | 0 | 0 | 0 | 0 | 0 | 0 | 0 | 0 | 0 | 0 | 0 | 0 | 0 | 0 | 0 | 0 | 0 | 0 | 0 | 0 | 0 | 0 | 0 | 0 | 0 | 0 | 0 | 0 | 0 | 0 | 0 | 0 | 0 | 0 | 0 | 0 | 0 | 0 | 0 | 0 | 0 | 0 | 0 | 0 | 0 | 0 | 0 | 0 | 0 | 0 | 0 | 0 | 0 | 0 | 0 | 0 | 0 | 0 | 0 | 0 | 0 | 0
[12 empty] | 2014-11-27 | 0 | 0 | 0 | 0 | 0 |  | 0 | 0 | 0 | 0 | 0 | 0 | 0 | 0 | 0 | 0 | 0 | 0 | 0 |  | 0 | 0 | 0 | 0 | 0 |  | 0 | 0 | 0 | 0 | 0 | 0 | 0 | 0 |  | 0 |  |  |  |  | 0 | 0 | 0 | 0 | 0 | 0 | 0 | 0 | 0 | 0 | 0 | 0 |  | 0 | 0 | 0 | 0 | 0 | 0 | 0 | 0 | 0 | 0 | 0 | 0 | 0 | 0 | 0 | 0 | 0 | 0 | 0 | 0 | 0 | 0 | 0 | 0 | 0 | 0 | 0 | 0 | 0 | 0 | 0 | 0 | 0 | 0 | 0 | 0 | 0 | 0 | 0 | 0 | 0 | 0 | 0 | 0 | 0 | 0 | 0 | 0 | 0 | 0 | 0 | 0 | 0 | 0 | 0 | 0 | 0 | 0 | 0 | 0 | 0 | 0 | 0 | 0 | 0 | 0 | 0 | 0 | 0 | 0 | 0 | 0 | 0 | 0 | 0 | 0 | 0 | 0 | 0 | 0 | 0 | 0 | 0 | 0 | 0 | 0 | 0 | 0 | 0 | 0 | 0 | 0 | 0 | 0 | 0 | 0 | 0 | 0 | 0 | 0 | 0 | 0 | 0 | 0 | 0 | 0 | 0 | 0 | 0 | 0 | 0 | 0 | 0 | 0 | 0 | 0 | 0 | 0 | 0 | 0 | 0 | 0 | 0 | 0 | 0 | 0 | 0 | 0 | 0 | 0 | 0 | 0 | 0 | 0 | 0 | 0
[12 empty] | 2014-11-28 | 0 | 0 | 0 | 0 | 0 |  | 0 | 0 | 0 | 0 | 0 | 0 | 0 | 0 | 0 | 0 | 0 | 0 | 0 |  | 0 | 0 | 0 | 0 | 0 |  | 0 | 0 | 0 | 0 | 0 | 0 | 0 | 0 |  | 0 |  |  |  |  | 0 | 0 | 0 | 0 | 0 | 0 | 0 | 0 | 0 | 0 | 0 | 0 |  | 0 | 0 | 0 | 0 | 0 | 0 | 0 | 0 | 0 | 0 | 0 | 0 | 0 | 0 | 0 | 0 | 0 | 0 | 0 | 0 | 0 | 0 | 0 | 0 | 0 | 0 | 0 | 0 | 0 | 0 | 0 | 0 | 0 | 0 | 0 | 0 | 0 | 0 | 0 | 0 | 0 | 0 | 0 | 0 | 0 | 0 | 0 | 0 | 0 | 0 | 0 | 0 | 0 | 0 | 0 | 0 | 0 | 0 | 0 | 0 | 0 | 0 | 0 | 0 | 0 | 0 | 0 | 0 | 0 | 0 | 0 | 0 | 0 | 0 | 0 | 0 | 0 | 0 | 0 | 0 | 0 | 0 | 0 | 0 | 0 | 0 | 0 | 0 | 0 | 0 | 0 | 0 | 0 | 0 | 0 | 0 | 0 | 0 | 0 | 0 | 0 | 0 | 0 | 0 | 0 | 0 | 0 | 0 | 0 | 0 | 0 | 0 | 0 | 0 | 0 | 0 | 0 | 0 | 0 | 0 | 0 | 0 | 0 | 0 | 0 | 0 | 0 | 0 | 0 | 0 | 0 | 0 | 0 | 0 | 0 | 0
[12 empty] | 2014-11-29 | 0 | 0 | 0 | 0 | 0 |  | 0 | 0 | 0 | 0 | 0 | 0 | 0 | 0 | 0 | 0 | 0 | 0 | 0 |  | 0 | 0 | 0 | 0 | 0 |  | 0 | 0 | 0 | 0 | 0 | 0 | 0 | 0 |  | 0 |  |  |  |  | 0 | 0 | 0 | 0 | 0 | 0 | 0 | 0 | 0 | 0 | 0 | 0 |  | 0 | 0 | 0 | 0 | 0 | 0 | 0 | 0 | 0 | 0 | 0 | 0 | 0 | 0 | 0 | 0 | 0 | 0 | 0 | 0 | 0 | 0 | 0 | 0 | 0 | 0 | 0 | 0 | 0 | 0 | 0 | 0 | 0 | 0 | 0 | 0 | 0 | 0 | 0 | 0 | 0 | 0 | 0 | 0 | 0 | 0 | 0 | 0 | 0 | 0 | 0 | 0 | 0 | 0 | 0 | 0 | 0 | 0 | 0 | 0 | 0 | 0 | 0 | 0 | 0 | 0 | 0 | 0 | 0 | 0 | 0 | 0 | 0 | 0 | 0 | 0 | 0 | 0 | 0 | 0 | 0 | 0 | 0 | 0 | 0 | 0 | 0 | 0 | 0 | 0 | 0 | 0 | 0 | 0 | 0 | 0 | 0 | 0 | 0 | 0 | 0 | 0 | 0 | 0 | 0 | 0 | 0 | 0 | 0 | 0 | 0 | 0 | 0 | 0 | 0 | 0 | 0 | 0 | 0 | 0 | 0 | 0 | 0 | 0 | 0 | 0 | 0 | 0 | 0 | 0 | 0 | 0 | 0 | 0 | 0 | 0
[12 empty] | 2014-11-30 | 0 | 0 | 0 | 0 | 0 |  | 0 | 0 | 0 | 0 | 0 | 0 | 0 | 0 | 0 | 0 | 0 | 0 | 0 |  | 0 | 0 | 0 | 0 | 0 |  | 0 | 0 | 0 | 0 | 0 | 0 | 0 | 0 |  | 0 |  |  |  |  | 0 | 0 | 0 | 0 | 0 | 0 | 0 | 0 | 0 | 0 | 0 | 0 |  | 0 | 0 | 0 | 0 | 0 | 0 | 0 | 0 | 0 | 0 | 0 | 0 | 0 | 0 | 0 | 0 | 0 | 0 | 0 | 0 | 0 | 0 | 0 | 0 | 0 | 0 | 0 | 0 | 0 | 0 | 0 | 0 | 0 | 0 | 0 | 0 | 0 | 0 | 0 | 0 | 0 | 0 | 0 | 0 | 0 | 0 | 0 | 0 | 0 | 0 | 0 | 0 | 0 | 0 | 0 | 0 | 0 | 0 | 0 | 0 | 0 | 0 | 0 | 0 | 0 | 0 | 0 | 0 | 0 | 0 | 0 | 0 | 0 | 0 | 0 | 0 | 0 | 0 | 0 | 0 | 0 | 0 | 0 | 0 | 0 | 0 | 0 | 0 | 0 | 0 | 0 | 0 | 0 | 0 | 0 | 0 | 0 | 0 | 0 | 0 | 0 | 0 | 0 | 0 | 0 | 0 | 0 | 0 | 0 | 0 | 0 | 0 | 0 | 0 | 0 | 0 | 0 | 0 | 0 | 0 | 0 | 0 | 0 | 0 | 0 | 0 | 0 | 0 | 0 | 0 | 0 | 0 | 0 | 0 | 0 | 0
[12 empty] | 2014-12-01 | 0 | 0 | 0 | 0 | 0 |  | 0 | 0 | 0 | 0 | 0 | 0 | 0 | 0 | 0 | 0 | 0 | 0 | 0 |  | 0 | 0 | 0 | 0 | 0 |  | 0 | 0 | 0 | 0 | 0 | 0 | 0 | 0 |  | 0 |  |  |  |  | 0 | 0 | 0 | 0 | 0 | 0 | 0 | 0 | 0 | 0 | 0 | 0 |  | 0 | 0 | 0 | 0 | 0 | 0 | 0 | 0 | 0 | 0 | 0 | 0 | 0 | 0 | 0 | 0 | 0 | 0 | 0 | 0 | 0 | 0 | 0 | 0 | 0 | 0 | 0 | 0 | 0 | 0 | 0 | 0 | 0 | 0 | 0 | 0 | 0 | 0 | 0 | 0 | 0 | 0 | 0 | 0 | 0 | 0 | 0 | 0 | 0 | 0 | 0 | 0 | 0 | 0 | 0 | 0 | 0 | 0 | 0 | 0 | 0 | 0 | 0 | 0 | 0 | 0 | 0 | 0 | 0 | 0 | 0 | 0 | 0 | 0 | 0 | 0 | 0 | 0 | 0 | 0 | 0 | 0 | 0 | 0 | 0 | 0 | 0 | 0 | 0 | 0 | 0 | 0 | 0 | 0 | 0 | 0 | 0 | 0 | 0 | 0 | 0 | 0 | 0 | 0 | 0 | 0 | 0 | 0 | 0 | 0 | 0 | 0 | 0 | 0 | 0 | 0 | 0 | 0 | 0 | 0 | 0 | 0 | 0 | 0 | 0 | 0 | 0 | 0 | 0 | 0 | 0 | 0 | 0 | 0 | 0 | 0
[12 empty] | 2014-12-02 | 0 | 0 | 0 | 0 | 0 |  | 0 | 0 | 0 | 0 | 0 | 0 | 0 | 0 | 0 | 0 | 0 | 0 | 0 |  | 0 | 0 | 0 | 0 | 0 |  | 0 | 0 | 0 | 0 | 0 | 0 | 0 | 0 |  | 0 |  |  |  |  | 0 | 0 | 0 | 0 | 0 | 0 | 0 | 0 | 0 | 0 | 0 | 0 |  | 0 | 0 | 0 | 0 | 0 | 0 | 0 | 0 | 0 | 0 | 0 | 0 | 0 | 0 | 0 | 0 | 0 | 0 | 0 | 0 | 0 | 0 | 0 | 0 | 0 | 0 | 0 | 0 | 0 | 0 | 0 | 0 | 0 | 0 | 0 | 0 | 0 | 0 | 0 | 0 | 0 | 0 | 0 | 0 | 0 | 0 | 0 | 0 | 0 | 0 | 0 | 0 | 0 | 0 | 0 | 0 | 0 | 0 | 0 | 0 | 0 | 0 | 0 | 0 | 0 | 0 | 0 | 0 | 0 | 0 | 0 | 0 | 0 | 0 | 0 | 0 | 0 | 0 | 0 | 0 | 0 | 0 | 0 | 0 | 0 | 0 | 0 | 0 | 0 | 0 | 0 | 0 | 0 | 0 | 0 | 0 | 0 | 0 | 0 | 0 | 0 | 0 | 0 | 0 | 0 | 0 | 0 | 0 | 0 | 0 | 0 | 0 | 0 | 0 | 0 | 0 | 0 | 0 | 0 | 0 | 0 | 0 | 0 | 0 | 0 | 0 | 0 | 0 | 0 | 0 | 0 | 0 | 0 | 0 | 0 | 0
[12 empty] | 2014-12-03 | 0 | 0 | 0 | 0 | 0 |  | 0 | 0 | 0 | 0 | 0 | 0 | 0 | 0 | 0 | 0 | 0 | 0 | 0 |  | 0 | 0 | 0 | 0 | 0 |  | 0 | 0 | 0 | 0 | 0 | 0 | 0 | 0 |  | 0 |  |  |  |  | 0 | 0 | 0 | 0 | 0 | 0 | 0 | 0 | 0 | 0 | 0 | 0 |  | 0 | 0 | 0 | 0 | 0 | 0 | 0 | 0 | 0 | 0 | 0 | 0 | 0 | 0 | 0 | 0 | 0 | 0 | 0 | 0 | 0 | 0 | 0 | 0 | 0 | 0 | 0 | 0 | 0 | 0 | 0 | 0 | 0 | 0 | 0 | 0 | 0 | 0 | 0 | 0 | 0 | 0 | 0 | 0 | 0 | 0 | 0 | 0 | 0 | 0 | 0 | 0 | 0 | 0 | 0 | 0 | 0 | 0 | 0 | 0 | 0 | 0 | 0 | 0 | 0 | 0 | 0 | 0 | 0 | 0 | 0 | 0 | 0 | 0 | 0 | 0 | 0 | 0 | 0 | 0 | 0 | 0 | 0 | 0 | 0 | 0 | 0 | 0 | 0 | 0 | 0 | 0 | 0 | 0 | 0 | 0 | 0 | 0 | 0 | 0 | 0 | 0 | 0 | 0 | 0 | 0 | 0 | 0 | 0 | 0 | 0 | 0 | 0 | 0 | 0 | 0 | 0 | 0 | 0 | 0 | 0 | 0 | 0 | 0 | 0 | 0 | 0 | 0 | 0 | 0 | 0 | 0 | 0 | 0 | 0 | 0
[12 empty] | 2014-12-04 | 0 | 0 | 0 | 0 | 0 |  | 0 | 0 | 0 | 0 | 0 | 0 | 0 | 0 | 0 | 0 | 0 | 0 | 0 |  | 0 | 0 | 0 | 0 | 0 |  | 0 | 0 | 0 | 0 | 0 | 0 | 0 | 0 |  | 0 |  |  |  |  | 0 | 0 | 0 | 0 | 0 | 0 | 0 | 0 | 0 | 0 | 0 | 0 |  | 0 | 0 | 0 | 0 | 0 | 0 | 0 | 0 | 0 | 0 | 0 | 0 | 0 | 0 | 0 | 0 | 0 | 0 | 0 | 0 | 0 | 0 | 0 | 0 | 0 | 0 | 0 | 0 | 0 | 0 | 0 | 0 | 0 | 0 | 0 | 0 | 0 | 0 | 0 | 0 | 0 | 0 | 0 | 0 | 0 | 0 | 0 | 0 | 0 | 0 | 0 | 0 | 0 | 0 | 0 | 0 | 0 | 0 | 0 | 0 | 0 | 0 | 0 | 0 | 0 | 0 | 0 | 0 | 0 | 0 | 0 | 0 | 0 | 0 | 0 | 0 | 0 | 0 | 0 | 0 | 0 | 0 | 0 | 0 | 0 | 0 | 0 | 0 | 0 | 0 | 0 | 0 | 0 | 0 | 0 | 0 | 0 | 0 | 0 | 0 | 0 | 0 | 0 | 0 | 0 | 0 | 0 | 0 | 0 | 0 | 0 | 0 | 0 | 0 | 0 | 0 | 0 | 0 | 0 | 0 | 0 | 0 | 0 | 0 | 0 | 0 | 0 | 0 | 0 | 0 | 0 | 0 | 0 | 0 | 0 | 0
[12 empty] | 2014-12-05 | 0 | 0 | 0 | 0 | 0 |  | 0 | 0 | 0 | 0 | 0 | 0 | 0 | 0 | 0 | 0 | 0 | 0 | 0 |  | 0 | 0 | 0 | 0 | 0 |  | 0 | 0 | 0 | 0 | 0 | 0 | 0 | 0 |  | 0 |  |  |  |  | 0 | 0 | 0 | 0 | 0 | 0 | 0 | 0 | 0 | 0 | 0 | 0 |  | 0 | 0 | 0 | 0 | 0 | 0 | 0 | 0 | 0 | 0 | 0 | 0 | 0 | 0 | 0 | 0 | 0 | 0 | 0 | 0 | 0 | 0 | 0 | 0 | 0 | 0 | 0 | 0 | 0 | 0 | 0 | 0 | 0 | 0 | 0 | 0 | 0 | 0 | 0 | 0 | 0 | 0 | 0 | 0 | 0 | 0 | 0 | 0 | 0 | 0 | 0 | 0 | 0 | 0 | 0 | 0 | 0 | 0 | 0 | 0 | 0 | 0 | 0 | 0 | 0 | 0 | 0 | 0 | 0 | 0 | 0 | 0 | 0 | 0 | 0 | 0 | 0 | 0 | 0 | 0 | 0 | 0 | 0 | 0 | 0 | 0 | 0 | 0 | 0 | 0 | 0 | 0 | 0 | 0 | 0 | 0 | 0 | 0 | 0 | 0 | 0 | 0 | 0 | 0 | 0 | 0 | 0 | 0 | 0 | 0 | 0 | 0 | 0 | 0 | 0 | 0 | 0 | 0 | 0 | 0 | 0 | 0 | 0 | 0 | 0 | 0 | 0 | 0 | 0 | 0 | 0 | 0 | 0 | 0 | 0 | 0
[12 empty] | 2014-12-06 | 0 | 0 | 0 | 0 | 0 |  | 0 | 0 | 0 | 0 | 0 | 0 | 0 | 0 | 0 | 0 | 0 | 0 | 0 |  | 0 | 0 | 0 | 0 | 0 |  | 0 | 0 | 0 | 0 | 0 | 0 | 0 | 0 |  | 0 |  |  |  |  | 0 | 0 | 0 | 0 | 0 | 0 | 0 | 0 | 0 | 0 | 0 | 0 |  | 0 | 0 | 0 | 0 | 0 | 0 | 0 | 0 | 0 | 0 | 0 | 0 | 0 | 0 | 0 | 0 | 0 | 0 | 0 | 0 | 0 | 0 | 0 | 0 | 0 | 0 | 0 | 0 | 0 | 0 | 0 | 0 | 0 | 0 | 0 | 0 | 0 | 0 | 0 | 0 | 0 | 0 | 0 | 0 | 0 | 0 | 0 | 0 | 0 | 0 | 0 | 0 | 0 | 0 | 0 | 0 | 0 | 0 | 0 | 0 | 0 | 0 | 0 | 0 | 0 | 0 | 0 | 0 | 0 | 0 | 0 | 0 | 0 | 0 | 0 | 0 | 0 | 0 | 0 | 0 | 0 | 0 | 0 | 0 | 0 | 0 | 0 | 0 | 0 | 0 | 0 | 0 | 0 | 0 | 0 | 0 | 0 | 0 | 0 | 0 | 0 | 0 | 0 | 0 | 0 | 0 | 0 | 0 | 0 | 0 | 0 | 0 | 0 | 0 | 0 | 0 | 0 | 0 | 0 | 0 | 0 | 0 | 0 | 0 | 0 | 0 | 0 | 0 | 0 | 0 | 0 | 0 | 0 | 0 | 0 | 0
[12 empty] | 2014-12-07 | 0 | 0 | 0 | 0 | 0 |  | 0 | 0 | 0 | 0 | 0 | 0 | 0 | 0 | 0 | 0 | 0 | 0 | 0 |  | 0 | 0 | 0 | 0 | 0 |  | 0 | 0 | 0 | 0 | 0 | 0 | 0 | 0 |  | 0 |  |  |  |  | 0 | 0 | 0 | 0 | 0 | 0 | 0 | 0 | 0 | 0 | 0 | 0 |  | 0 | 0 | 0 | 0 | 0 | 0 | 0 | 0 | 0 | 0 | 0 | 0 | 0 | 0 | 0 | 0 | 0 | 0 | 0 | 0 | 0 | 0 | 0 | 0 | 0 | 0 | 0 | 0 | 0 | 0 | 0 | 0 | 0 | 0 | 0 | 0 | 0 | 0 | 0 | 0 | 0 | 0 | 0 | 0 | 0 | 0 | 0 | 0 | 0 | 0 | 0 | 0 | 0 | 0 | 0 | 0 | 0 | 0 | 0 | 0 | 0 | 0 | 0 | 0 | 0 | 0 | 0 | 0 | 0 | 0 | 0 | 0 | 0 | 0 | 0 | 0 | 0 | 0 | 0 | 0 | 0 | 0 | 0 | 0 | 0 | 0 | 0 | 0 | 0 | 0 | 0 | 0 | 0 | 0 | 0 | 0 | 0 | 0 | 0 | 0 | 0 | 0 | 0 | 0 | 0 | 0 | 0 | 0 | 0 | 0 | 0 | 0 | 0 | 0 | 0 | 0 | 0 | 0 | 0 | 0 | 0 | 0 | 0 | 0 | 0 | 0 | 0 | 0 | 0 | 0 | 0 | 0 | 0 | 0 | 0 | 0
[12 empty] | 2014-12-08 | 0 | 0 | 0 | 0 | 0 |  | 0 | 0 | 0 | 0 | 0 | 0 | 0 | 0 | 0 | 0 | 0 | 0 | 0 |  | 0 | 0 | 0 | 0 | 0 |  | 0 | 0 | 0 | 0 | 0 | 0 | 0 | 0 |  | 0 |  |  |  |  | 0 | 0 | 0 | 0 | 0 | 0 | 0 | 0 | 0 | 0 | 0 | 0 |  | 0 | 0 | 0 | 0 | 0 | 0 | 0 | 0 | 0 | 0 | 0 | 0 | 0 | 0 | 0 | 0 | 0 | 0 | 0 | 0 | 0 | 0 | 0 | 0 | 0 | 0 | 0 | 0 | 0 | 0 | 0 | 0 | 0 | 0 | 0 | 0 | 0 | 0 | 0 | 0 | 0 | 0 | 0 | 0 | 0 | 0 | 0 | 0 | 0 | 0 | 0 | 0 | 0 | 0 | 0 | 0 | 0 | 0 | 0 | 0 | 0 | 0 | 0 | 0 | 0 | 0 | 0 | 0 | 0 | 0 | 0 | 0 | 0 | 0 | 0 | 0 | 0 | 0 | 0 | 0 | 0 | 0 | 0 | 0 | 0 | 0 | 0 | 0 | 0 | 0 | 0 | 0 | 0 | 0 | 0 | 0 | 0 | 0 | 0 | 0 | 0 | 0 | 0 | 0 | 0 | 0 | 0 | 0 | 0 | 0 | 0 | 0 | 0 | 0 | 0 | 0 | 0 | 0 | 0 | 0 | 0 | 0 | 0 | 0 | 0 | 0 | 0 | 0 | 0 | 0 | 0 | 0 | 0 | 0 | 0 | 0
[12 empty] | 2014-12-09 | 0 | 0 | 0 | 0 | 0 |  | 0 | 0 | 0 | 0 | 0 | 0 | 0 | 0 | 0 | 0 | 0 | 0 | 0 |  | 0 | 0 | 0 | 0 | 0 |  | 0 | 0 | 0 | 0 | 0 | 0 | 0 | 0 |  | 0 |  |  |  |  | 0 | 0 | 0 | 0 | 0 | 0 | 0 | 0 | 0 | 0 | 0 | 0 |  | 0 | 0 | 0 | 0 | 0 | 0 | 0 | 0 | 0 | 0 | 0 | 0 | 0 | 0 | 0 | 0 | 0 | 0 | 0 | 0 | 0 | 0 | 0 | 0 | 0 | 0 | 0 | 0 | 0 | 0 | 0 | 0 | 0 | 0 | 0 | 0 | 0 | 0 | 0 | 0 | 0 | 0 | 0 | 0 | 0 | 0 | 0 | 0 | 0 | 0 | 0 | 0 | 0 | 0 | 0 | 0 | 0 | 0 | 0 | 0 | 0 | 0 | 0 | 0 | 0 | 0 | 0 | 0 | 0 | 0 | 0 | 0 | 0 | 0 | 0 | 0 | 0 | 0 | 0 | 0 | 0 | 0 | 0 | 0 | 0 | 0 | 0 | 0 | 0 | 0 | 0 | 0 | 0 | 0 | 0 | 0 | 0 | 0 | 0 | 0 | 0 | 0 | 0 | 0 | 0 | 0 | 0 | 0 | 0 | 0 | 0 | 0 | 0 | 0 | 0 | 0 | 0 | 0 | 0 | 0 | 0 | 0 | 0 | 0 | 0 | 0 | 0 | 0 | 0 | 0 | 0 | 0 | 0 | 0 | 0 | 0
[12 empty] | 2014-12-10 | 0 | 0 | 0 | 0 | 0 |  | 0 | 0 | 0 | 0 | 0 | 0 | 0 | 0 | 0 | 0 | 0 | 0 | 0 |  | 0 | 0 | 0 | 0 | 0 |  | 0 | 0 | 0 | 0 | 0 | 0 | 0 | 0 |  | 0 |  |  |  |  | 0 | 0 | 0 | 0 | 0 | 0 | 0 | 0 | 0 | 0 | 0 | 0 |  | 0 | 0 | 0 | 0 | 0 | 0 | 0 | 0 | 0 | 0 | 0 | 0 | 0 | 0 | 0 | 0 | 0 | 0 | 0 | 0 | 0 | 0 | 0 | 0 | 0 | 0 | 0 | 0 | 0 | 0 | 0 | 0 | 0 | 0 | 0 | 0 | 0 | 0 | 0 | 0 | 0 | 0 | 0 | 0 | 0 | 0 | 0 | 0 | 0 | 0 | 0 | 0 | 0 | 0 | 0 | 0 | 0 | 0 | 0 | 0 | 0 | 0 | 0 | 0 | 0 | 0 | 0 | 0 | 0 | 0 | 0 | 0 | 0 | 0 | 0 | 0 | 0 | 0 | 0 | 0 | 0 | 0 | 0 | 0 | 0 | 0 | 0 | 0 | 0 | 0 | 0 | 0 | 0 | 0 | 0 | 0 | 0 | 0 | 0 | 0 | 0 | 0 | 0 | 0 | 0 | 0 | 0 | 0 | 0 | 0 | 0 | 0 | 0 | 0 | 0 | 0 | 0 | 0 | 0 | 0 | 0 | 0 | 0 | 0 | 0 | 0 | 0 | 0 | 0 | 0 | 0 | 0 | 0 | 0 | 0 | 0
[12 empty] | 2014-12-11 | 0 | 0 | 0 | 0 | 0 |  | 0 | 0 | 0 | 0 | 0 | 0 | 0 | 0 | 0 | 0 | 0 | 0 | 0 |  | 0 | 0 | 0 | 0 | 0 |  | 0 | 0 | 0 | 0 | 0 | 0 | 0 | 0 |  | 0 |  |  |  |  | 0 | 0 | 0 | 0 | 0 | 0 | 0 | 0 | 0 | 0 | 0 | 0 |  | 0 | 0 | 0 | 0 | 0 | 0 | 0 | 0 | 0 | 0 | 0 | 0 | 0 | 0 | 0 | 0 | 0 | 0 | 0 | 0 | 0 | 0 | 0 | 0 | 0 | 0 | 0 | 0 | 0 | 0 | 0 | 0 | 0 | 0 | 0 | 0 | 0 | 0 | 0 | 0 | 0 | 0 | 0 | 0 | 0 | 0 | 0 | 0 | 0 | 0 | 0 | 0 | 0 | 0 | 0 | 0 | 0 | 0 | 0 | 0 | 0 | 0 | 0 | 0 | 0 | 0 | 0 | 0 | 0 | 0 | 0 | 0 | 0 | 0 | 0 | 0 | 0 | 0 | 0 | 0 | 0 | 0 | 0 | 0 | 0 | 0 | 0 | 0 | 0 | 0 | 0 | 0 | 0 | 0 | 0 | 0 | 0 | 0 | 0 | 0 | 0 | 0 | 0 | 0 | 0 | 0 | 0 | 0 | 0 | 0 | 0 | 0 | 0 | 0 | 0 | 0 | 0 | 0 | 0 | 0 | 0 | 0 | 0 | 0 | 0 | 0 | 0 | 0 | 0 | 0 | 0 | 0 | 0 | 0 | 0 | 0
[12 empty] | 2014-12-12 | 0 | 0 | 0 | 0 | 0 |  | 0 | 0 | 0 | 0 | 0 | 0 | 0 | 0 | 0 | 0 | 0 | 0 | 0 |  | 0 | 0 | 0 | 0 | 0 |  | 0 | 0 | 0 | 0 | 0 | 0 | 0 | 0 |  | 0 |  |  |  |  | 0 | 0 | 0 | 0 | 0 | 0 | 0 | 0 | 0 | 0 | 0 | 0 |  | 0 | 0 | 0 | 0 | 0 | 0 | 0 | 0 | 0 | 0 | 0 | 0 | 0 | 0 | 0 | 0 | 0 | 0 | 0 | 0 | 0 | 0 | 0 | 0 | 0 | 0 | 0 | 0 | 0 | 0 | 0 | 0 | 0 | 0 | 0 | 0 | 0 | 0 | 0 | 0 | 0 | 0 | 0 | 0 | 0 | 0 | 0 | 0 | 0 | 0 | 0 | 0 | 0 | 0 | 0 | 0 | 0 | 0 | 0 | 0 | 0 | 0 | 0 | 0 | 0 | 0 | 0 | 0 | 0 | 0 | 0 | 0 | 0 | 0 | 0 | 0 | 0 | 0 | 0 | 0 | 0 | 0 | 0 | 0 | 0 | 0 | 0 | 0 | 0 | 0 | 0 | 0 | 0 | 0 | 0 | 0 | 0 | 0 | 0 | 0 | 0 | 0 | 0 | 0 | 0 | 0 | 0 | 0 | 0 | 0 | 0 | 0 | 0 | 0 | 0 | 0 | 0 | 0 | 0 | 0 | 0 | 0 | 0 | 0 | 0 | 0 | 0 | 0 | 0 | 0 | 0 | 0 | 0 | 0 | 0 | 0
[12 empty] | 2014-12-13 | 0 | 0 | 0 | 0 | 0 |  | 0 | 0 | 0 | 0 | 0 | 0 | 0 | 0 | 0 | 0 | 0 | 0 | 0 |  | 0 | 0 | 0 | 0 | 0 |  | 0 | 0 | 0 | 0 | 0 | 0 | 0 | 0 |  | 0 |  |  |  |  | 0 | 0 | 0 | 0 | 0 | 0 | 0 | 0 | 0 | 0 | 0 | 0 |  | 0 | 0 | 0 | 0 | 0 | 0 | 0 | 0 | 0 | 0 | 0 | 0 | 0 | 0 | 0 | 0 | 0 | 0 | 0 | 0 | 0 | 0 | 0 | 0 | 0 | 0 | 0 | 0 | 0 | 0 | 0 | 0 | 0 | 0 | 0 | 0 | 0 | 0 | 0 | 0 | 0 | 0 | 0 | 0 | 0 | 0 | 0 | 0 | 0 | 0 | 0 | 0 | 0 | 0 | 0 | 0 | 0 | 0 | 0 | 0 | 0 | 0 | 0 | 0 | 0 | 0 | 0 | 0 | 0 | 0 | 0 | 0 | 0 | 0 | 0 | 0 | 0 | 0 | 0 | 0 | 0 | 0 | 0 | 0 | 0 | 0 | 0 | 0 | 0 | 0 | 0 | 0 | 0 | 0 | 0 | 0 | 0 | 0 | 0 | 0 | 0 | 0 | 0 | 0 | 0 | 0 | 0 | 0 | 0 | 0 | 0 | 0 | 0 | 0 | 0 | 0 | 0 | 0 | 0 | 0 | 0 | 0 | 0 | 0 | 0 | 0 | 0 | 0 | 0 | 0 | 0 | 0 | 0 | 0 | 0 | 0
[12 empty] | 2014-12-14 | 0 | 0 | 0 | 0 | 0 |  | 0 | 0 | 0 | 0 | 0 | 0 | 0 | 0 | 0 | 0 | 0 | 0 | 0 |  | 0 | 0 | 0 | 0 | 0 |  | 0 | 0 | 0 | 0 | 0 | 0 | 0 | 0 |  | 0 |  |  |  |  | 0 | 0 | 0 | 0 | 0 | 0 | 0 | 0 | 0 | 0 | 0 | 0 |  | 0 | 0 | 0 | 0 | 0 | 0 | 0 | 0 | 0 | 0 | 0 | 0 | 0 | 0 | 0 | 0 | 0 | 0 | 0 | 0 | 0 | 0 | 0 | 0 | 0 | 0 | 0 | 0 | 0 | 0 | 0 | 0 | 0 | 0 | 0 | 0 | 0 | 0 | 0 | 0 | 0 | 0 | 0 | 0 | 0 | 0 | 0 | 0 | 0 | 0 | 0 | 0 | 0 | 0 | 0 | 0 | 0 | 0 | 0 | 0 | 0 | 0 | 0 | 0 | 0 | 0 | 0 | 0 | 0 | 0 | 0 | 0 | 0 | 0 | 0 | 0 | 0 | 0 | 0 | 0 | 0 | 0 | 0 | 0 | 0 | 0 | 0 | 0 | 0 | 0 | 0 | 0 | 0 | 0 | 0 | 0 | 0 | 0 | 0 | 0 | 0 | 0 | 0 | 0 | 0 | 0 | 0 | 0 | 0 | 0 | 0 | 0 | 0 | 0 | 0 | 0 | 0 | 0 | 0 | 0 | 0 | 0 | 0 | 0 | 0 | 0 | 0 | 0 | 0 | 0 | 0 | 0 | 0 | 0 | 0 | 0
[12 empty] | 2014-12-15 | 0 | 0 | 0 | 0 | 0 |  | 0 | 0 | 0 | 0 | 0 | 0 | 0 | 0 | 0 | 0 | 0 | 0 | 0 |  | 0 | 0 | 0 | 0 | 0 |  | 0 | 0 | 0 | 0 | 0 | 0 | 0 | 0 |  | 0 |  |  |  |  | 0 | 0 | 0 | 0 | 0 | 0 | 0 | 0 | 0 | 0 | 0 | 0 |  | 0 | 0 | 0 | 0 | 0 | 0 | 0 | 0 | 0 | 0 | 0 | 0 | 0 | 0 | 0 | 0 | 0 | 0 | 0 | 0 | 0 | 0 | 0 | 0 | 0 | 0 | 0 | 0 | 0 | 0 | 0 | 0 | 0 | 0 | 0 | 0 | 0 | 0 | 0 | 0 | 0 | 0 | 0 | 0 | 0 | 0 | 0 | 0 | 0 | 0 | 0 | 0 | 0 | 0 | 0 | 0 | 0 | 0 | 0 | 0 | 0 | 0 | 0 | 0 | 0 | 0 | 0 | 0 | 0 | 0 | 0 | 0 | 0 | 0 | 0 | 0 | 0 | 0 | 0 | 0 | 0 | 0 | 0 | 0 | 0 | 0 | 0 | 0 | 0 | 0 | 0 | 0 | 0 | 0 | 0 | 0 | 0 | 0 | 0 | 0 | 0 | 0 | 0 | 0 | 0 | 0 | 0 | 0 | 0 | 0 | 0 | 0 | 0 | 0 | 0 | 0 | 0 | 0 | 0 | 0 | 0 | 0 | 0 | 0 | 0 | 0 | 0 | 0 | 0 | 0 | 0 | 0 | 0 | 0 | 0 | 0
[12 empty] | 2014-12-16 | 0 | 0 | 0 | 0 | 0 |  | 0 | 0 | 0 | 0 | 0 | 0 | 0 | 0 | 0 | 0 | 0 | 0 | 0 |  | 0 | 0 | 0 | 0 | 0 |  | 0 | 0 | 0 | 0 | 0 | 0 | 0 | 0 |  | 0 |  |  |  |  | 0 | 0 | 0 | 0 | 0 | 0 | 0 | 0 | 0 | 0 | 0 | 0 |  | 0 | 0 | 0 | 0 | 0 | 0 | 0 | 0 | 0 | 0 | 0 | 0 | 0 | 0 | 0 | 0 | 0 | 0 | 0 | 0 | 0 | 0 | 0 | 0 | 0 | 0 | 0 | 0 | 0 | 0 | 0 | 0 | 0 | 0 | 0 | 0 | 0 | 0 | 0 | 0 | 0 | 0 | 0 | 0 | 0 | 0 | 0 | 0 | 0 | 0 | 0 | 0 | 0 | 0 | 0 | 0 | 0 | 0 | 0 | 0 | 0 | 0 | 0 | 0 | 0 | 0 | 0 | 0 | 0 | 0 | 0 | 0 | 0 | 0 | 0 | 0 | 0 | 0 | 0 | 0 | 0 | 0 | 0 | 0 | 0 | 0 | 0 | 0 | 0 | 0 | 0 | 0 | 0 | 0 | 0 | 0 | 0 | 0 | 0 | 0 | 0 | 0 | 0 | 0 | 0 | 0 | 0 | 0 | 0 | 0 | 0 | 0 | 0 | 0 | 0 | 0 | 0 | 0 | 0 | 0 | 0 | 0 | 0 | 0 | 0 | 0 | 0 | 0 | 0 | 0 | 0 | 0 | 0 | 0 | 0 | 0
[12 empty] | 2014-12-17 | 0 | 0 | 0 | 0 | 0 |  | 0 | 0 | 0 | 0 | 0 | 0 | 0 | 0 | 0 | 0 | 0 | 0 | 0 |  | 0 | 0 | 0 | 0 | 0 |  | 0 | 0 | 0 | 0 | 0 | 0 | 0 | 0 |  | 0 |  |  |  |  | 0 | 0 | 0 | 0 | 0 | 0 | 0 | 0 | 0 | 0 | 0 | 0 |  | 0 | 0 | 0 | 0 | 0 | 0 | 0 | 0 | 0 | 0 | 0 | 0 | 0 | 0 | 0 | 0 | 0 | 0 | 0 | 0 | 0 | 0 | 0 | 0 | 0 | 0 | 0 | 0 | 0 | 0 | 0 | 0 | 0 | 0 | 0 | 0 | 0 | 0 | 0 | 0 | 0 | 0 | 0 | 0 | 0 | 0 | 0 | 0 | 0 | 0 | 0 | 0 | 0 | 0 | 0 | 0 | 0 | 0 | 0 | 0 | 0 | 0 | 0 | 0 | 0 | 0 | 0 | 0 | 0 | 0 | 0 | 0 | 0 | 0 | 0 | 0 | 0 | 0 | 0 | 0 | 0 | 0 | 0 | 0 | 0 | 0 | 0 | 0 | 0 | 0 | 0 | 0 | 0 | 0 | 0 | 0 | 0 | 0 | 0 | 0 | 0 | 0 | 0 | 0 | 0 | 0 | 0 | 0 | 0 | 0 | 0 | 0 | 0 | 0 | 0 | 0 | 0 | 0 | 0 | 0 | 0 | 0 | 0 | 0 | 0 | 0 | 0 | 0 | 0 | 0 | 0 | 0 | 0 | 0 | 0 | 0
[12 empty] | 2014-12-18 | 0 | 0 | 0 | 0 | 0 |  | 0 | 0 | 0 | 0 | 0 | 0 | 0 | 0 | 0 | 0 | 0 | 0 | 0 |  | 0 | 0 | 0 | 0 | 0 |  | 0 | 0 | 0 | 0 | 0 | 0 | 0 | 0 |  | 0 |  |  |  |  | 0 | 0 | 0 | 0 | 0 | 0 | 0 | 0 | 0 | 0 | 0 | 0 |  | 0 | 0 | 0 | 0 | 0 | 0 | 0 | 0 | 0 | 0 | 0 | 0 | 0 | 0 | 0 | 0 | 0 | 0 | 0 | 0 | 0 | 0 | 0 | 0 | 0 | 0 | 0 | 0 | 0 | 0 | 0 | 0 | 0 | 0 | 0 | 0 | 0 | 0 | 0 | 0 | 0 | 0 | 0 | 0 | 0 | 0 | 0 | 0 | 0 | 0 | 0 | 0 | 0 | 0 | 0 | 0 | 0 | 0 | 0 | 0 | 0 | 0 | 0 | 0 | 0 | 0 | 0 | 0 | 0 | 0 | 0 | 0 | 0 | 0 | 0 | 0 | 0 | 0 | 0 | 0 | 0 | 0 | 0 | 0 | 0 | 0 | 0 | 0 | 0 | 0 | 0 | 0 | 0 | 0 | 0 | 0 | 0 | 0 | 0 | 0 | 0 | 0 | 0 | 0 | 0 | 0 | 0 | 0 | 0 | 0 | 0 | 0 | 0 | 0 | 0 | 0 | 0 | 0 | 0 | 0 | 0 | 0 | 0 | 0 | 0 | 0 | 0 | 0 | 0 | 0 | 0 | 0 | 0 | 0 | 0 | 0
[12 empty] | 2014-12-19 | 0 | 0 | 0 | 0 | 0 |  | 0 | 0 | 0 | 0 | 0 | 0 | 0 | 0 | 0 | 0 | 0 | 0 | 0 |  | 0 | 0 | 0 | 0 | 0 |  | 0 | 0 | 0 | 0 | 0 | 0 | 0 | 0 |  | 0 |  |  |  |  | 0 | 0 | 0 | 0 | 0 | 0 | 0 | 0 | 0 | 0 | 0 | 0 |  | 0 | 0 | 0 | 0 | 0 | 0 | 0 | 0 | 0 | 0 | 0 | 0 | 0 | 0 | 0 | 0 | 0 | 0 | 0 | 0 | 0 | 0 | 0 | 0 | 0 | 0 | 0 | 0 | 0 | 0 | 0 | 0 | 0 | 0 | 0 | 0 | 0 | 0 | 0 | 0 | 0 | 0 | 0 | 0 | 0 | 0 | 0 | 0 | 0 | 0 | 0 | 0 | 0 | 0 | 0 | 0 | 0 | 0 | 0 | 0 | 0 | 0 | 0 | 0 | 0 | 0 | 0 | 0 | 0 | 0 | 0 | 0 | 0 | 0 | 0 | 0 | 0 | 0 | 0 | 0 | 0 | 0 | 0 | 0 | 0 | 0 | 0 | 0 | 0 | 0 | 0 | 0 | 0 | 0 | 0 | 0 | 0 | 0 | 0 | 0 | 0 | 0 | 0 | 0 | 0 | 0 | 0 | 0 | 0 | 0 | 0 | 0 | 0 | 0 | 0 | 0 | 0 | 0 | 0 | 0 | 0 | 0 | 0 | 0 | 0 | 0 | 0 | 0 | 0 | 0 | 0 | 0 | 0 | 0 | 0 | 0
[12 empty] | 2014-12-20 | 0 | 0 | 0 | 0 | 0 |  | 0 | 0 | 0 | 0 | 0 | 0 | 0 | 0 | 0 | 0 | 0 | 0 | 0 |  | 0 | 0 | 0 | 0 | 0 |  | 0 | 0 | 0 | 0 | 0 | 0 | 0 | 0 |  | 0 |  |  |  |  | 0 | 0 | 0 | 0 | 0 | 0 | 0 | 0 | 0 | 0 | 0 | 0 |  | 0 | 0 | 0 | 0 | 0 | 0 | 0 | 0 | 0 | 0 | 0 | 0 | 0 | 0 | 0 | 0 | 0 | 0 | 0 | 0 | 0 | 0 | 0 | 0 | 0 | 0 | 0 | 0 | 0 | 0 | 0 | 0 | 0 | 0 | 0 | 0 | 0 | 0 | 0 | 0 | 0 | 0 | 0 | 0 | 0 | 0 | 0 | 0 | 0 | 0 | 0 | 0 | 0 | 0 | 0 | 0 | 0 | 0 | 0 | 0 | 0 | 0 | 0 | 0 | 0 | 0 | 0 | 0 | 0 | 0 | 0 | 0 | 0 | 0 | 0 | 0 | 0 | 0 | 0 | 0 | 0 | 0 | 0 | 0 | 0 | 0 | 0 | 0 | 0 | 0 | 0 | 0 | 0 | 0 | 0 | 0 | 0 | 0 | 0 | 0 | 0 | 0 | 0 | 0 | 0 | 0 | 0 | 0 | 0 | 0 | 0 | 0 | 0 | 0 | 0 | 0 | 0 | 0 | 0 | 0 | 0 | 0 | 0 | 0 | 0 | 0 | 0 | 0 | 0 | 0 | 0 | 0 | 0 | 0 | 0 | 0
[12 empty] | 2014-12-21 | 0 | 0 | 0 | 0 | 0 |  | 0 | 0 | 0 | 0 | 0 | 0 | 0 | 0 | 0 | 0 | 0 | 0 | 0 |  | 0 | 0 | 0 | 0 | 0 |  | 0 | 0 | 0 | 0 | 0 | 0 | 0 | 0 |  | 0 |  |  |  |  | 0 | 0 | 0 | 0 | 0 | 0 | 0 | 0 | 0 | 0 | 0 | 0 |  | 0 | 0 | 0 | 0 | 0 | 0 | 0 | 0 | 0 | 0 | 0 | 0 | 0 | 0 | 0 | 0 | 0 | 0 | 0 | 0 | 0 | 0 | 0 | 0 | 0 | 0 | 0 | 0 | 0 | 0 | 0 | 0 | 0 | 0 | 0 | 0 | 0 | 0 | 0 | 0 | 0 | 0 | 0 | 0 | 0 | 0 | 0 | 0 | 0 | 0 | 0 | 0 | 0 | 0 | 0 | 0 | 0 | 0 | 0 | 0 | 0 | 0 | 0 | 0 | 0 | 0 | 0 | 0 | 0 | 0 | 0 | 0 | 0 | 0 | 0 | 0 | 0 | 0 | 0 | 0 | 0 | 0 | 0 | 0 | 0 | 0 | 0 | 0 | 0 | 0 | 0 | 0 | 0 | 0 | 0 | 0 | 0 | 0 | 0 | 0 | 0 | 0 | 0 | 0 | 0 | 0 | 0 | 0 | 0 | 0 | 0 | 0 | 0 | 0 | 0 | 0 | 0 | 0 | 0 | 0 | 0 | 0 | 0 | 0 | 0 | 0 | 0 | 0 | 0 | 0 | 0 | 0 | 0 | 0 | 0 | 0
[12 empty] | 2014-12-22 | 0 | 0 | 0 | 0 | 0 |  | 0 | 0 | 0 | 0 | 0 | 0 | 0 | 0 | 0 | 0 | 0 | 0 | 0 |  | 0 | 0 | 0 | 0 | 0 |  | 0 | 0 | 0 | 0 | 0 | 0 | 0 | 0 |  | 0 |  |  |  |  | 0 | 0 | 0 | 0 | 0 | 0 | 0 | 0 | 0 | 0 | 0 | 0 |  | 0 | 0 | 0 | 0 | 0 | 0 | 0 | 0 | 0 | 0 | 0 | 0 | 0 | 0 | 0 | 0 | 0 | 0 | 0 | 0 | 0 | 0 | 0 | 0 | 0 | 0 | 0 | 0 | 0 | 0 | 0 | 0 | 0 | 0 | 0 | 0 | 0 | 0 | 0 | 0 | 0 | 0 | 0 | 0 | 0 | 0 | 0 | 0 | 0 | 0 | 0 | 0 | 0 | 0 | 0 | 0 | 0 | 0 | 0 | 0 | 0 | 0 | 0 | 0 | 0 | 0 | 0 | 0 | 0 | 0 | 0 | 0 | 0 | 0 | 0 | 0 | 0 | 0 | 0 | 0 | 0 | 0 | 0 | 0 | 0 | 0 | 0 | 0 | 0 | 0 | 0 | 0 | 0 | 0 | 0 | 0 | 0 | 0 | 0 | 0 | 0 | 0 | 0 | 0 | 0 | 0 | 0 | 0 | 0 | 0 | 0 | 0 | 0 | 0 | 0 | 0 | 0 | 0 | 0 | 0 | 0 | 0 | 0 | 0 | 0 | 0 | 0 | 0 | 0 | 0 | 0 | 0 | 0 | 0 | 0 | 0
[12 empty] | 2014-12-23 | 0 | 0 | 0 | 0 | 0 |  | 0 | 0 | 0 | 0 | 0 | 0 | 0 | 0 | 0 | 0 | 0 | 0 | 0 |  | 0 | 0 | 0 | 0 | 0 |  | 0 | 0 | 0 | 0 | 0 | 0 | 0 | 0 |  | 0 |  |  |  |  | 0 | 0 | 0 | 0 | 0 | 0 | 0 | 0 | 0 | 0 | 0 | 0 |  | 0 | 0 | 0 | 0 | 0 | 0 | 0 | 0 | 0 | 0 | 0 | 0 | 0 | 0 | 0 | 0 | 0 | 0 | 0 | 0 | 0 | 0 | 0 | 0 | 0 | 0 | 0 | 0 | 0 | 0 | 0 | 0 | 0 | 0 | 0 | 0 | 0 | 0 | 0 | 0 | 0 | 0 | 0 | 0 | 0 | 0 | 0 | 0 | 0 | 0 | 0 | 0 | 0 | 0 | 0 | 0 | 0 | 0 | 0 | 0 | 0 | 0 | 0 | 0 | 0 | 0 | 0 | 0 | 0 | 0 | 0 | 0 | 0 | 0 | 0 | 0 | 0 | 0 | 0 | 0 | 0 | 0 | 0 | 0 | 0 | 0 | 0 | 0 | 0 | 0 | 0 | 0 | 0 | 0 | 0 | 0 | 0 | 0 | 0 | 0 | 0 | 0 | 0 | 0 | 0 | 0 | 0 | 0 | 0 | 0 | 0 | 0 | 0 | 0 | 0 | 0 | 0 | 0 | 0 | 0 | 0 | 0 | 0 | 0 | 0 | 0 | 0 | 0 | 0 | 0 | 0 | 0 | 0 | 0 | 0 | 0
[12 empty] | 2014-12-24 | 0 | 0 | 0 | 0 | 0 |  | 0 | 0 | 0 | 0 | 0 | 0 | 0 | 0 | 0 | 0 | 0 | 0 | 0 |  | 0 | 0 | 0 | 0 | 0 |  | 0 | 0 | 0 | 0 | 0 | 0 | 0 | 0 |  | 0 |  |  |  |  | 0 | 0 | 0 | 0 | 0 | 0 | 0 | 0 | 0 | 0 | 0 | 0 |  | 0 | 0 | 0 | 0 | 0 | 0 | 0 | 0 | 0 | 0 | 0 | 0 | 0 | 0 | 0 | 0 | 0 | 0 | 0 | 0 | 0 | 0 | 0 | 0 | 0 | 0 | 0 | 0 | 0 | 0 | 0 | 0 | 0 | 0 | 0 | 0 | 0 | 0 | 0 | 0 | 0 | 0 | 0 | 0 | 0 | 0 | 0 | 0 | 0 | 0 | 0 | 0 | 0 | 0 | 0 | 0 | 0 | 0 | 0 | 0 | 0 | 0 | 0 | 0 | 0 | 0 | 0 | 0 | 0 | 0 | 0 | 0 | 0 | 0 | 0 | 0 | 0 | 0 | 0 | 0 | 0 | 0 | 0 | 0 | 0 | 0 | 0 | 0 | 0 | 0 | 0 | 0 | 0 | 0 | 0 | 0 | 0 | 0 | 0 | 0 | 0 | 0 | 0 | 0 | 0 | 0 | 0 | 0 | 0 | 0 | 0 | 0 | 0 | 0 | 0 | 0 | 0 | 0 | 0 | 0 | 0 | 0 | 0 | 0 | 0 | 0 | 0 | 0 | 0 | 0 | 0 | 0 | 0 | 0 | 0 | 0
[12 empty] | 2014-12-25 | 0 | 0 | 0 | 0 | 0 |  | 0 | 0 | 0 | 0 | 0 | 0 | 0 | 0 | 0 | 0 | 0 | 0 | 0 |  | 0 | 0 | 0 | 0 | 0 |  | 0 | 0 | 0 | 0 | 0 | 0 | 0 | 0 |  | 0 |  |  |  |  | 0 | 0 | 0 | 0 | 0 | 0 | 0 | 0 | 0 | 0 | 0 | 0 |  | 0 | 0 | 0 | 0 | 0 | 0 | 0 | 0 | 0 | 0 | 0 | 0 | 0 | 0 | 0 | 0 | 0 | 0 | 0 | 0 | 0 | 0 | 0 | 0 | 0 | 0 | 0 | 0 | 0 | 0 | 0 | 0 | 0 | 0 | 0 | 0 | 0 | 0 | 0 | 0 | 0 | 0 | 0 | 0 | 0 | 0 | 0 | 0 | 0 | 0 | 0 | 0 | 0 | 0 | 0 | 0 | 0 | 0 | 0 | 0 | 0 | 0 | 0 | 0 | 0 | 0 | 0 | 0 | 0 | 0 | 0 | 0 | 0 | 0 | 0 | 0 | 0 | 0 | 0 | 0 | 0 | 0 | 0 | 0 | 0 | 0 | 0 | 0 | 0 | 0 | 0 | 0 | 0 | 0 | 0 | 0 | 0 | 0 | 0 | 0 | 0 | 0 | 0 | 0 | 0 | 0 | 0 | 0 | 0 | 0 | 0 | 0 | 0 | 0 | 0 | 0 | 0 | 0 | 0 | 0 | 0 | 0 | 0 | 0 | 0 | 0 | 0 | 0 | 0 | 0 | 0 | 0 | 0 | 0 | 0 | 0
[12 empty] | 2014-12-26 | 0 | 0 | 0 | 0 | 0 |  | 0 | 0 | 0 | 0 | 0 | 0 | 0 | 0 | 0 | 0 | 0 | 0 | 0 |  | 0 | 0 | 0 | 0 | 0 |  | 0 | 0 | 0 | 0 | 0 | 0 | 0 | 0 |  | 0 |  |  |  |  | 0 | 0 | 0 | 0 | 0 | 0 | 0 | 0 | 0 | 0 | 0 | 0 |  | 0 | 0 | 0 | 0 | 0 | 0 | 0 | 0 | 0 | 0 | 0 | 0 | 0 | 0 | 0 | 0 | 0 | 0 | 0 | 0 | 0 | 0 | 0 | 0 | 0 | 0 | 0 | 0 | 0 | 0 | 0 | 0 | 0 | 0 | 0 | 0 | 0 | 0 | 0 | 0 | 0 | 0 | 0 | 0 | 0 | 0 | 0 | 0 | 0 | 0 | 0 | 0 | 0 | 0 | 0 | 0 | 0 | 0 | 0 | 0 | 0 | 0 | 0 | 0 | 0 | 0 | 0 | 0 | 0 | 0 | 0 | 0 | 0 | 0 | 0 | 0 | 0 | 0 | 0 | 0 | 0 | 0 | 0 | 0 | 0 | 0 | 0 | 0 | 0 | 0 | 0 | 0 | 0 | 0 | 0 | 0 | 0 | 0 | 0 | 0 | 0 | 0 | 0 | 0 | 0 | 0 | 0 | 0 | 0 | 0 | 0 | 0 | 0 | 0 | 0 | 0 | 0 | 0 | 0 | 0 | 0 | 0 | 0 | 0 | 0 | 0 | 0 | 0 | 0 | 0 | 0 | 0 | 0 | 0 | 0 | 0
[12 empty] | 2014-12-27 | 0 | 0 | 0 | 0 | 0 |  | 0 | 0 | 0 | 0 | 0 | 0 | 0 | 0 | 0 | 0 | 0 | 0 | 0 |  | 0 | 0 | 0 | 0 | 0 |  | 0 | 0 | 0 | 0 | 0 | 0 | 0 | 0 |  | 0 |  |  |  |  | 0 | 0 | 0 | 0 | 0 | 0 | 0 | 0 | 0 | 0 | 0 | 0 |  | 0 | 0 | 0 | 0 | 0 | 0 | 0 | 0 | 0 | 0 | 0 | 0 | 0 | 0 | 0 | 0 | 0 | 0 | 0 | 0 | 0 | 0 | 0 | 0 | 0 | 0 | 0 | 0 | 0 | 0 | 0 | 0 | 0 | 0 | 0 | 0 | 0 | 0 | 0 | 0 | 0 | 0 | 0 | 0 | 0 | 0 | 0 | 0 | 0 | 0 | 0 | 0 | 0 | 0 | 0 | 0 | 0 | 0 | 0 | 0 | 0 | 0 | 0 | 0 | 0 | 0 | 0 | 0 | 0 | 0 | 0 | 0 | 0 | 0 | 0 | 0 | 0 | 0 | 0 | 0 | 0 | 0 | 0 | 0 | 0 | 0 | 0 | 0 | 0 | 0 | 0 | 0 | 0 | 0 | 0 | 0 | 0 | 0 | 0 | 0 | 0 | 0 | 0 | 0 | 0 | 0 | 0 | 0 | 0 | 0 | 0 | 0 | 0 | 0 | 0 | 0 | 0 | 0 | 0 | 0 | 0 | 0 | 0 | 0 | 0 | 0 | 0 | 0 | 0 | 0 | 0 | 0 | 0 | 0 | 0 | 0
[12 empty] | 2014-12-28 | 0 | 0 | 0 | 0 | 0 |  | 0 | 0 | 0 | 0 | 0 | 0 | 0 | 0 | 0 | 0 | 0 | 0 | 0 |  | 0 | 0 | 0 | 0 | 0 |  | 0 | 0 | 0 | 0 | 0 | 0 | 0 | 0 |  | 0 |  |  |  |  | 0 | 0 | 0 | 0 | 0 | 0 | 0 | 0 | 0 | 0 | 0 | 0 |  | 0 | 0 | 0 | 0 | 0 | 0 | 0 | 0 | 0 | 0 | 0 | 0 | 0 | 0 | 0 | 0 | 0 | 0 | 0 | 0 | 0 | 0 | 0 | 0 | 0 | 0 | 0 | 0 | 0 | 0 | 0 | 0 | 0 | 0 | 0 | 0 | 0 | 0 | 0 | 0 | 0 | 0 | 0 | 0 | 0 | 0 | 0 | 0 | 0 | 0 | 0 | 0 | 0 | 0 | 0 | 0 | 0 | 0 | 0 | 0 | 0 | 0 | 0 | 0 | 0 | 0 | 0 | 0 | 0 | 0 | 0 | 0 | 0 | 0 | 0 | 0 | 0 | 0 | 0 | 0 | 0 | 0 | 0 | 0 | 0 | 0 | 0 | 0 | 0 | 0 | 0 | 0 | 0 | 0 | 0 | 0 | 0 | 0 | 0 | 0 | 0 | 0 | 0 | 0 | 0 | 0 | 0 | 0 | 0 | 0 | 0 | 0 | 0 | 0 | 0 | 0 | 0 | 0 | 0 | 0 | 0 | 0 | 0 | 0 | 0 | 0 | 0 | 0 | 0 | 0 | 0 | 0 | 0 | 0 | 0 | 0
[12 empty] | 2014-12-29 | 0 | 0 | 0 | 0 | 0 |  | 0 | 0 | 0 | 0 | 0 | 0 | 0 | 0 | 0 | 0 | 0 | 0 | 0 |  | 0 | 0 | 0 | 0 | 0 |  | 0 | 0 | 0 | 0 | 0 | 0 | 0 | 0 |  | 0 |  |  |  |  | 0 | 0 | 0 | 0 | 0 | 0 | 0 | 0 | 0 | 0 | 0 | 0 |  | 0 | 0 | 0 | 0 | 0 | 0 | 0 | 0 | 0 | 0 | 0 | 0 | 0 | 0 | 0 | 0 | 0 | 0 | 0 | 0 | 0 | 0 | 0 | 0 | 0 | 0 | 0 | 0 | 0 | 0 | 0 | 0 | 0 | 0 | 0 | 0 | 0 | 0 | 0 | 0 | 0 | 0 | 0 | 0 | 0 | 0 | 0 | 0 | 0 | 0 | 0 | 0 | 0 | 0 | 0 | 0 | 0 | 0 | 0 | 0 | 0 | 0 | 0 | 0 | 0 | 0 | 0 | 0 | 0 | 0 | 0 | 0 | 0 | 0 | 0 | 0 | 0 | 0 | 0 | 0 | 0 | 0 | 0 | 0 | 0 | 0 | 0 | 0 | 0 | 0 | 0 | 0 | 0 | 0 | 0 | 0 | 0 | 0 | 0 | 0 | 0 | 0 | 0 | 0 | 0 | 0 | 0 | 0 | 0 | 0 | 0 | 0 | 0 | 0 | 0 | 0 | 0 | 0 | 0 | 0 | 0 | 0 | 0 | 0 | 0 | 0 | 0 | 0 | 0 | 0 | 0 | 0 | 0 | 0 | 0 | 0
[12 empty] | 2014-12-30 | 0 | 0 | 0 | 0 | 0 |  | 0 | 0 | 0 | 0 | 0 | 0 | 0 | 0 | 0 | 0 | 0 | 0 | 0 |  | 0 | 0 | 0 | 0 | 0 |  | 0 | 0 | 0 | 0 | 0 | 0 | 0 | 0 |  | 0 |  |  |  |  | 0 | 0 | 0 | 0 | 0 | 0 | 0 | 0 | 0 | 0 | 0 | 0 |  | 0 | 0 | 0 | 0 | 0 | 0 | 0 | 0 | 0 | 0 | 0 | 0 | 0 | 0 | 0 | 0 | 0 | 0 | 0 | 0 | 0 | 0 | 0 | 0 | 0 | 0 | 0 | 0 | 0 | 0 | 0 | 0 | 0 | 0 | 0 | 0 | 0 | 0 | 0 | 0 | 0 | 0 | 0 | 0 | 0 | 0 | 0 | 0 | 0 | 0 | 0 | 0 | 0 | 0 | 0 | 0 | 0 | 0 | 0 | 0 | 0 | 0 | 0 | 0 | 0 | 0 | 0 | 0 | 0 | 0 | 0 | 0 | 0 | 0 | 0 | 0 | 0 | 0 | 0 | 0 | 0 | 0 | 0 | 0 | 0 | 0 | 0 | 0 | 0 | 0 | 0 | 0 | 0 | 0 | 0 | 0 | 0 | 0 | 0 | 0 | 0 | 0 | 0 | 0 | 0 | 0 | 0 | 0 | 0 | 0 | 0 | 0 | 0 | 0 | 0 | 0 | 0 | 0 | 0 | 0 | 0 | 0 | 0 | 0 | 0 | 0 | 0 | 0 | 0 | 0 | 0 | 0 | 0 | 0 | 0 | 0
[12 empty] | 2014-12-31 | 0 | 0 | 0 | 0 | 0 |  | 0 | 0 | 0 | 0 | 0 | 0 | 0 | 0 | 0 | 0 | 0 | 0 | 0 |  | 0 | 0 | 0 | 0 | 0 |  | 0 | 0 | 0 | 0 | 0 | 0 | 0 | 0 |  | 0 |  |  |  |  | 0 | 0 | 0 | 0 | 0 | 0 | 0 | 0 | 0 | 0 | 0 | 0 |  | 0 | 0 | 0 | 0 | 0 | 0 | 0 | 0 | 0 | 0 | 0 | 0 | 0 | 0 | 0 | 0 | 0 | 0 | 0 | 0 | 0 | 0 | 0 | 0 | 0 | 0 | 0 | 0 | 0 | 0 | 0 | 0 | 0 | 0 | 0 | 0 | 0 | 0 | 0 | 0 | 0 | 0 | 0 | 0 | 0 | 0 | 0 | 0 | 0 | 0 | 0 | 0 | 0 | 0 | 0 | 0 | 0 | 0 | 0 | 0 | 0 | 0 | 0 | 0 | 0 | 0 | 0 | 0 | 0 | 0 | 0 | 0 | 0 | 0 | 0 | 0 | 0 | 0 | 0 | 0 | 0 | 0 | 0 | 0 | 0 | 0 | 0 | 0 | 0 | 0 | 0 | 0 | 0 | 0 | 0 | 0 | 0 | 0 | 0 | 0 | 0 | 0 | 0 | 0 | 0 | 0 | 0 | 0 | 0 | 0 | 0 | 0 | 0 | 0 | 0 | 0 | 0 | 0 | 0 | 0 | 0 | 0 | 0 | 0 | 0 | 0 | 0 | 0 | 0 | 0 | 0 | 0 | 0 | 0 | 0 | 0
Note on G14: The schedule of operation selected in the cells to the left are applied to these Maximum Design Occupancies in order to determine how many people are using the building and for how long. The profiles assume that on an average day, in a given space, the maximum design occupancy is rarely met. The highest level of occupancy assumed in any one hour is 70% of the maximum design occupancy.
Note on G15: Where the Maximum Design Occupancies are known, they can be entered here (m2/person).
Note on H15: The default design occupancies are those used for the calculations in Ene-1 'Greenhouse Gas Emissions' (from the BCA, Table D1.13: 'Area per person according to use').
Note on AA35: Half of occupants use toilets 2.3 times, half of the occupants use the toilet 0.3 times per day (2.3+0.3)/2=1.3
Note on AA36: Typical use is 2 times per standard working day. 50% of occupants are assumed to be male. Therefore uses/person/day = 2 x 50% = 1
Note on C39: Matt Adams: Does this section when used adequately address how a project utilising non potable water heat rejection systems such as Harbour heat rejection etc achieve points between standard and reference. The project standard case should be that of a typical HVAC & cooling tower systems system for standard and then the harbour heat for proposed giving large savings and points. Does the calculator or calculator guide need to be updated to make this more obvious?
Note on G149: The HVAC system assumed as standard practice for this credit is the standard practice system modelled for Ene-Con and Ene-1 Greenhouse Gas Emissions. The system that is assumed depends on the building type (size and cooling capacity). There are three options as shown in the drop down option box below. For more information on the Standard Practice HVAC system assumed for each building type please refer to Appendix B of the Green Star - Greenhouse Gas Emissions Calculator Guide.
Note on W158: thompsonm2: Check
Note on H278: Selecting this option means that additional evidence must be provided in the project’s Green Star Submission. Please see the Green Star Water Calculator Guide for more information.
Note on M402: thompsonm2: BS 8515:2009 table a.1 Yield coefficients
Note on R403: thompsonm2: HB 230—2008 9.3 PRE-STORAGE TREATMENT DEVICES
Note on E421: This percentage provides an indication as to the regularity with which rainwater demand is met in the project.
Note on U1659: Initialisation cell

## hidden (hidden)
Upload Path | \\syd-data\greenstar\Tool Devt & Review\GS Public Building\Version 1\05. Release (all latest docs)\Excel\Upload\
Tool Name | Green Star - Interiors Scorecard
data for graphical summary page |  |  | data for graphical summary page
Rating Chart | Green Star | Achieved | Rating Chart | Green Star | Achieved | Scores required for GBRT Ratings
No Rating | 10 | 0 | No Rating | 0 | 1 | 0 | No Rating
One Star | 10 | 0 | One Star | 1 | 0 | 10 | 1
Two Star | 10 | 0 | Two Star | 1 | 0 | 20 | 2
Three Star | 15 | 0 | Three Star | 1 | 0 | 30 | 3
Four Star | 15 | 0 | Four Star | 1 | 0 | 45 | 4
Five Star | 15 | 0 | Five Star | 1 | 0 | 60 | 5
Six Stars | 25 | 0 | Six Stars | 1 | 0 | 75 | 6
[6 empty] | 100 | Max score
Potential |  | #REF! | Potential |  | #REF!
weighted points
Management | 0
IEQ | 0
Energy | 0
Transport | 0
Water | 0
Materials | 0
Ecology | 0
Emissions | 0
Innovation | 0
Total | 0
For conditional requirement and questions
yes
no